## DETAIL
ITEM # | REF. SHEET | DETAIL | CSI SECT | DESCRIPTION | SINGLE UNIT QUANTITY | NO. OF UNITS | QTY. | WASTAGE | QTY WITH WASTAGE | UNIT | UNIT LABOR HOUR | TOTAL LABOR HOURS | PER HOUR LABOR RATE | TOTAL LABOR COST | UNIT MATERIAL COST | TOTAL MATERIAL COST | ITEM COST | TRADE COST
Estimate of Materials and Cost of Construction
|  |  | Date: | [12 empty] | Summary | Amount
|  |  | Project: | [12 empty] | Subtotal | 0
|  |  | Project Location: | [12 empty] | Profit/Overhead | 0
[16 empty] | Total | 0
Per Hour Labor Rate
|  |  |  | CSI Div 02 SELECTIVE REMOVALS AND DEMOLITION |  |  | 30
|  |  |  | CSI Div 26 ELECTRICAL |  |  | 30
ITEM # | REF. SHEET | DETAIL | CSI SECT | DESCRIPTION | SINGLE UNIT QUANTITY | NO. OF UNITS | QTY. | WASTAGE | QTY WITH WASTAGE | UNIT | UNIT LABOR Hour | Total Labor Hours | Per Hour Labor Rate | TOTAL LABOR COST | UNIT MATERIAL COST | TOTAL MATERIAL COST | ITEM COST | TRADE COST
|  |  | DIV-01 | GENERAL | [13 empty] | 0
1 |  |  |  | Permit |  |  | 1 | 0% | 1 | LS |  |  |  | 0 |  | 0 | 0
2 |  |  |  | Supervision |  |  | 1 | 0% | 1 | LS |  |  |  | 0 |  | 0 | 0
3 |  |  |  | Final Cleanup |  |  | 1 | 0% | 1 | LS |  |  |  | 0 |  | 0 | 0
4 |  |  |  | Mobilization Cost |  |  | 1 | 0% | 1 | LS |  |  |  | 0 |  | 0 | 0
5 |  |  |  | Project Overheads |  |  | 1 | 0% | 1 | LS |  |  |  | 0 |  | 0 | 0
6 |  |  |  | Bonds |  |  | 1 | 0% | 1 | LS |  |  |  | 0 |  | 0 | 0
7 |  |  |  | Fees (Architect & Engineer) |  |  | 1 | 0% | 1 | LS |  |  |  | 0 |  | 0 | 0
8 |  |  |  | Temporary Control & Facilities |  |  | 1 | 0% | 1 | LS |  |  |  | 0 |  | 0 | 0
|  |  | DIV-02 | SELECTIVE REMOVALS AND DEMOLITION | [13 empty] | 0
DEMOLITION
GROUND FLOOR
9 | DE400 | DE400 |  | Existing Light Fixture to be removed |  |  | 2 | 0% | 2 | EA |  | 0 | 30 | 0 |  | 0 | 0
10 | DE400 | DE400 |  | Existing Building Distribution Board and Associated Circuiting and Conduits to be Removed |  |  | 1 | 0% | 1 | EA |  | 0 | 30 | 0 |  | 0 | 0
11 | DE400 | DE400 |  | Existing CT Cabinet and Associated Electrical Feeder and Conduits to be Removed |  |  | 1 | 0% | 1 | EA |  | 0 | 30 | 0 |  | 0 | 0
12 | DE800 | DE800 |  | Existing Exterior Lighting and Prepare Existing Circuiting for Reuse |  |  | 8 | 0% | 8 | EA |  | 0 | 30 | 0 |  | 0 | 0
13 | DE400 | DE400 |  | Remove Power Feed and Prepare Existing Electrical Panel For New Power Feed Connection |  |  | 2 | 0% | 2 | EA |  | 0 | 30 | 0 |  | 0 | 0
14 | DE400 | DE400 |  | Remove all Existing Outlets and Circuiting Back to Source and Make Spare- 1116 SF |  |  | 1 | 0% | 1 | LOT |  | 0 | 30 | 0 |  | 0 | 0
15 | DE400 | DE400 |  | Remove all Existing Lights and Circuiting Back to Source and Make Spare- 5848 SF |  |  | 1 | 0% | 1 | LOT |  | 0 | 30 | 0 |  | 0 | 0
FIRST FLOOR
16 | DE401 | DE401 |  | Existing Lighting in Stairwell to be Removed |  |  | 786.1 | 0% | 786.1 | SF |  | 0 | 30 | 0 |  | 0 | 0
17 | DE401 | DE401 |  | Remove all Existing Receptacles and Circuiting Back to Source and Make Spare |  |  | 750.06 | 0% | 750.06 | SF |  | 0 | 30 | 0 |  | 0 | 0
18 | DE401 | DE401 |  | Remove all Existing Lighting |  |  | 298.3 | 0% | 298.3 | SF |  | 0 | 30 | 0 |  | 0 | 0
19 | DE401 | DE401 |  | Existing Tenant Residential Unit Electrical Panel and Associated Power Feed To Be Prepared To Be Used As a Junction Box |  |  | 2 | 0% | 2 | EA |  | 0 | 30 | 0 |  | 0 | 0
SECOND FLOOR
20 | DE402 | DE402 |  | Remove all Existing Receptacles and Circuiting Back to Source and Make Spare |  |  | 478.14 | 0% | 478.14 | SF |  | 0 | 30 | 0 |  | 0 | 0
21 | DE402 | DE402 |  | Existing Lighting in Stairwell to be Removed |  |  | 119 | 0% | 119 | SF |  | 0 | 30 | 0 |  | 0 | 0
22 | DE402 | DE402 |  | Remove all Existing Lighting and Circuiting Back to Source and Make Spare |  |  | 110.98 | 0% | 110.98 | SF |  | 0 | 30 | 0 |  | 0 | 0
THIRD FLOOR
23 | DE402 | DE402 |  | Remove all Existing Receptacles and Circuiting Back to Source and Make Spare |  |  | 478.14 | 0% | 478.14 | SF |  | 0 | 30 | 0 |  | 0 | 0
24 | DE402 | DE402 |  | Existing Lighting in Stairwell to be Removed |  |  | 119 | 0% | 119 | SF |  | 0 | 30 | 0 |  | 0 | 0
25 | DE402 | DE402 |  | Remove all Existing Lighting and Circuiting Back to Source and Make Spare |  |  | 110.98 | 0% | 110.98 | SF |  | 0 | 30 | 0 |  | 0 | 0
FOURTH FLOOR
26 | DE402 | DE402 |  | Remove all Existing Receptacles and Circuiting Back to Source and Make Spare |  |  | 478.14 | 0% | 478.14 | SF |  | 0 | 30 | 0 |  | 0 | 0
27 | DE402 | DE402 |  | Existing Lighting in Stairwell to be Removed |  |  | 119 | 0% | 119 | SF |  | 0 | 30 | 0 |  | 0 | 0
28 | DE402 | DE402 |  | Remove all Existing Lighting and Circuiting Back to Source and Make Spare |  |  | 110.98 | 0% | 110.98 | SF |  | 0 | 30 | 0 |  | 0 | 0
FIFTH FLOOR
29 | DE402 | DE402 |  | Remove all Existing Receptacles and Circuiting Back to Source and Make Spare |  |  | 478.14 | 0% | 478.14 | SF |  | 0 | 30 | 0 |  | 0 | 0
30 | DE402 | DE402 |  | Existing Lighting in Stairwell to be Removed |  |  | 119 | 0% | 119 | SF |  | 0 | 30 | 0 |  | 0 | 0
31 | DE402 | DE402 |  | Remove all Existing Lighting and Circuiting Back to Source and Make Spare |  |  | 110.98 | 0% | 110.98 | SF |  | 0 | 30 | 0 |  | 0 | 0
SIXTH FLOOR
32 | DE402 | DE402 |  | Remove all Existing Receptacles and Circuiting Back to Source and Make Spare |  |  | 478.14 | 0% | 478.14 | SF |  | 0 | 30 | 0 |  | 0 | 0
33 | DE402 | DE402 |  | Existing Lighting in Stairwell to be Removed |  |  | 119 | 0% | 119 | SF |  | 0 | 30 | 0 |  | 0 | 0
34 | DE402 | DE402 |  | Remove all Existing Lighting and Circuiting Back to Source and Make Spare |  |  | 110.98 | 0% | 110.98 | SF |  | 0 | 30 | 0 |  | 0 | 0
ROOF
35 | DE403 | DE403 |  | Remove Existing Feed to the Elevator |  |  | 1 | 0% | 1 | EA |  | 0 | 30 | 0 |  | 0 | 0
36 | DE403 | DE403 |  | Remove all Associated Wiring with Elevator and Rework |  |  | 100.93 | 0% | 100.93 | SF |  | 0 | 30 | 0 |  | 0 | 0
RISERS
37 | DE501 | DE501 |  | Existing Electrical Wiring and Conduit to be removed |  |  | 365.1 | 0% | 365.1 | LF |  | 0 | 30 | 0 |  | 0 | 0
38 | DE501 | DE501 |  | Existing Tenant Residential Unit Electrical Panel and Associated Power Feed to Be Removed |  |  | 23 | 0% | 23 | EA |  | 0 | 30 | 0 |  | 0 | 0
39 | DE501 | DE501 |  | Existing Pull Box (2 each) and Junction boxes (2 each) with Conduits to be removed |  |  | 4 | 0% | 4 | EA |  | 0 | 30 | 0 |  | 0 | 0
40 | DE501 | DE501 |  | Distribution Board and Associating Circuiting and Conduits to be removed |  |  | 1 | 0% | 1 | EA |  | 0 | 30 | 0 |  | 0 | 0
41 | DE501 | DE501 |  | Existing CT Cabinet and Associated Electrical Feeder and Conduits to be removed |  |  | 1 | 0% | 1 | EA |  | 0 | 30 | 0 |  | 0 | 0
42 | DE501 | DE501 |  | Existing Electric Meter to be Removed |  |  | 1 | 0% | 1 | EA |  | 0 | 30 | 0 |  | 0 | 0
|  |  | DIV-26 | ELECTRICAL | [13 empty] | 0
SITE
43 | A002 | A002 |  | Light Pole |  |  | 1 | 0% | 1 | EA |  | 0 | 30 | 0 |  | 0 | 0
44 | A002 | A002 |  | Street Light |  |  | 9 | 0% | 9 | EA |  | 0 | 30 | 0 |  | 0 | 0
45 | A002 | A002 |  | Area light |  |  | 2 | 0% | 2 | EA |  | 0 | 30 | 0 |  | 0 | 0
46 | E090 | E090 |  | New Electrical Meter |  |  | 1 | 0% | 1 | EA |  | 0 | 30 | 0 |  | 0 | 0
47 | E090 | E090 |  | 600 Service Switch/Distribution |  |  | 1 | 0% | 1 | EA |  | 0 | 30 | 0 |  | 0 | 0
48 | E090 | E090 |  | #3 Distribution Panel |  |  | 1 | 0% | 1 | EA |  | 0 | 30 | 0 |  | 0 | 0
49 | E090 | E090 |  | C.T Cabinet |  |  | 4 | 0% | 4 | EA |  | 0 | 30 | 0 |  | 0 | 0
50 | E090 | E090 |  | #1/55 Distribution Switchboard |  |  | 3 | 0% | 3 | EA |  | 0 | 30 | 0 |  | 0 | 0
51 | E090 | E090 |  | #600 MCM Wire (3 sets od 4 #600 MCM Wires) |  |  | 1974 | 5% | 2072.7 | LF |  | 0 | 30 | 0 |  | 0 | 0
52 | E090 | E090 |  | (1)#4 Ground |  |  | 164.5 | 5% | 172.725 | LF |  | 0 | 30 | 0 |  | 0 | 0
53 | E090 | E090 |  | 4" Conduit |  |  | 493.5 | 5% | 518.175 | LF |  | 0 | 30 | 0 |  | 0 | 0
GROUND FLOOR
PUBLIC SPACES
LIGHTING
54 | E400 | E400 |  | Type T, 2'x2' Surface Mount LED Lighting, 18W |  |  | 6 | 0% | 6 | EA |  | 0 | 30 | 0 |  | 0 | 0
55 | E400 | E400 |  | Lithonia Quantum ELM2 Connect to Un-Switched Hot-Leg |  |  | 32 | 0% | 32 | EA |  | 0 | 30 | 0 |  | 0 | 0
56 | E400 | E400 |  | Type-B, Bay Light, LED, 63W |  |  | 20 | 0% | 20 | EA |  | 0 | 30 | 0 |  | 0 | 0
57 | E400 | E400 |  | Type U, 2' L Surface Mounted, LED, 16.9 W |  |  | 11 | 0% | 11 | EA |  | 0 | 30 | 0 |  | 0 | 0
58 | E400 | E400 |  | Type-M, 2'x2' Surface Mounted, LED, 19W |  |  | 9 | 0% | 9 | EA |  | 0 | 30 | 0 |  | 0 | 0
59 | E400 | E400 |  | Type-L, 2'x2' Recessed @ Acoustical Ceiling, 17.4W |  |  | 13 | 0% | 13 | EA |  | 0 | 30 | 0 |  | 0 | 0
60 | E400 | E400 |  | Type-S, Spot Light, LED, 50W |  |  | 3 | 0% | 3 | EA |  | 0 | 30 | 0 |  | 0 | 0
61 | E400 | E400 |  | Type-V, Wall Mounted 24" L, LED, 28W |  |  | 4 | 0% | 4 | EA |  | 0 | 30 | 0 |  | 0 | 0
62 | E400 | E400 |  | Type-P, Suspended Linear 4' Section, LED, 25W |  |  | 5 | 0% | 5 | EA |  | 0 | 30 | 0 |  | 0 | 0
63 | E400 | E400 |  | Type-F, Recessed In Trespa Downlight, LED, 15W |  |  | 2 | 0% | 2 | EA |  | 0 | 30 | 0 |  | 0 | 0
64 | E400 | E400 |  | Type-H, Surface Mount Downlight, LED, 20W |  |  | 10 | 0% | 10 | EA |  | 0 | 30 | 0 |  | 0 | 0
65 | E400 | E400 |  | Remote Emergency Light Fixture, 3 Hour Battery Back up, Cooper 12T-25W-DWH With Battery Back Up |  |  | 3 | 0% | 3 | EA |  | 0 | 30 | 0 |  | 0 | 0
66 | E400 | E400 |  | BATT: Emergency Remote Head Battery |  |  | 3 | 0% | 3 | EA |  | 0 | 30 | 0 |  | 0 | 0
67 | E400 | E400 |  | Type-C, Flush Mounted Square 7"x7", 10 W LED |  |  | 1 | 0% | 1 | EA |  | 0 | 30 | 0 |  | 0 | 0
68 | n/a | n/a |  | Junction Boxes For Lighting Fixtures |  |  | 122 | 0% | 122 | EA |  | 0 | 30 | 0 |  | 0 | 0
69 | E400 | E400 |  | 2#12+1#12G Electrical Wiring For Lighting |  |  | 3898.77 | 5% | 4093.7085 | LF |  | 0 | 30 | 0 |  | 0 | 0
70 | E400 | E400 |  | 3/4" Conduit For Lighting |  |  | 1299.59 | 5% | 1364.5695 | LF |  | 0 | 30 | 0 |  | 0 | 0
71 | n/a | n/a |  | 2#12+1#12G Drop Wiring For Lighting |  |  | 366 | 5% | 384.3 | LF |  | 0 | 30 | 0 |  | 0 | 0
72 | n/a | n/a |  | 3/4" Drop Conduit For Lighting |  |  | 122 | 5% | 128.1 | LF |  | 0 | 30 | 0 |  | 0 | 0
POWER
73 | E400 | E400 |  | Duplex Receptacle |  |  | 24 | 0% | 24 | EA |  | 0 | 30 | 0 |  | 0 | 0
74 | E400 | E400 |  | Hand Dryer, 220V, 20A/2P, Co-ordinate Plug Type and Model With Manufacturer |  |  | 3 | 0% | 3 | EA |  | 0 | 30 | 0 |  | 0 | 0
75 | E400 | E400 |  | Watt Stopper LMSW-100 Series Digital Wall Switch, Color: White |  |  | 17 | 0% | 17 | EA |  | 0 | 30 | 0 |  | 0 | 0
76 | E400 | E400 |  | Ground Fault Circuit Interrupt |  |  | 6 | 0% | 6 | EA |  | 0 | 30 | 0 |  | 0 | 0
77 | E400 | E400 |  | New Watt Stopper DSW-301 Dual Technology Wall Switch Sensor |  |  | 8 | 0% | 8 | EA |  | 0 | 30 | 0 |  | 0 | 0
78 | E400 | E400 |  | Junction Box |  |  | 13 | 0% | 13 | EA |  | 0 | 30 | 0 |  | 0 | 0
79 | E400 | E400 |  | Decora Style Rocker Type Wall Switch |  |  | 2 | 0% | 2 | EA |  | 0 | 30 | 0 |  | 0 | 0
80 | E400 | E400 |  | Thermal Overload Switch |  |  | 6 | 0% | 6 | EA |  | 0 | 30 | 0 |  | 0 | 0
81 | E400 | E400 |  | Watt Stopper LMPC-100 Series Digital Dual Technology Ceiling Mount Occupancy Sensor, Cabling With RJ45 Connectors. With J-box |  |  | 11 | 0% | 11 | EA |  | 0 | 30 | 0 |  | 0 | 0
82 | E400 | E400 |  | Watt Stopper LMDC-100 Series Digital Dual Technology Ceiling Mount Occupancy Sensor. Provide Watt Stopper Pre Cut Cat 5E LMRJ Cabling W/ RJ45 Connectors, With J-box |  |  | 10 | 0% | 10 | EA |  | 0 | 30 | 0 |  | 0 | 0
83 | E400 | E400 |  | New Occupancy Sensor To Control Existing Lighting, Watt Stopper HB350C - 120V |  |  | 2 | 0% | 2 | EA |  | 0 | 30 | 0 |  | 0 | 0
84 | E400 | E400 |  | Three Way Wall Switch |  |  | 3 | 0% | 3 | EA |  | 0 | 30 | 0 |  | 0 | 0
85 | E400 | E400 |  | New Daylight Harvesting Sensor, Watt Stopper LMLS500 Dual Zone Sensor, W/ J-Box |  |  | 5 | 0% | 5 | EA |  | 0 | 30 | 0 |  | 0 | 0
86 | E400 | E400 |  | Watt Stopper LMRC-210 Series Digital Dimming/Switching Room Controller. Provide Watt Stopper Pre Cut Cat 5E LMRJ Cabling With RJ45 Connectors |  |  | 9 | 0% | 9 | EA |  | 0 | 30 | 0 |  | 0 | 0
87 | E400 | E400 |  | New Exit Sign Manufacture: Lithonia -LRP-TBD-RC/RMR-X-120/277-EL N,Provide J-Box and Stem Down In Conduit in any Exposed Ceiling |  |  | 4 | 0% | 4 | EA |  | 0 | 30 | 0 |  | 0 | 0
88 | E400 | E400 |  | New Exit Sign Manufacture: Lithonia -LRP-TBD-RC/RMR-X-120/277-EL N,Provide Mirror Backing So Exit Sign May not Be Seen Thru With J-Box. Stem Down In Conduit in any Exposed Ceiling |  |  | 7 | 0% | 7 | EA |  | 0 | 30 | 0 |  | 0 | 0
89 | E400 | E400 |  | Exhaust Fan (EF-1) Note: PL verify, If required for electrical supply works. |  |  | 2 | 0% | 2 | EA |  | 0 | 30 | 0 |  | 0 | 0
90 | E400 | E400 |  | EWH-1, Electric Water Heater, 100 CFM, Model: AWH-4404 Note: PL verify, If required for electrical supply works. |  |  | 2 | 0% | 2 | EA |  | 0 | 30 | 0 |  | 0 | 0
91 | E400 | E400 |  | 20A, 2P Circuit Breaker, 3 KW, 3#10+1#10 GRD in 3/4" Conduit |  |  | 2 | 0% | 2 | EA |  | 0 | 30 | 0 |  | 0 | 0
92 | E400 | E400 |  | New Electrical Panels: DAS (3 Sections ) |  |  | 1 | 0% | 1 | EA |  | 0 | 30 | 0 |  | 0 | 0
93 | n/a | n/a |  | Junction Boxes For Power Items |  |  | 16 | 0% | 16 | EA |  | 0 | 30 | 0 |  | 0 | 0
| E400 | E400 |  | 3#10+1#10 GRD Electrical Wiring For Power |  |  | 414.4 | 5% | 435.12 | LF |  | 0 | 30 | 0 |  | 0 | 0
94 | E400 | E400 |  | 2#12+1#12G Electrical Wiring For Power |  |  | 2073.45 | 5% | 2177.1225 | LF |  | 0 | 30 | 0 |  | 0 | 0
95 | E400 | E400 |  | 3/4" Conduit For Power |  |  | 691.15 | 5% | 725.7075 | LF |  | 0 | 30 | 0 |  | 0 | 0
96 | E400 | E400 |  | #12 Wiring To SCU-6 : Power |  |  | 581.31 | 5% | 610.3755 | LF |  | 0 | 30 | 0 |  | 0 | 0
97 | E400 | E400 |  | #12 Wiring To SCU-4 : Power |  |  | 259.44 | 5% | 272.412 | LF |  | 0 | 30 | 0 |  | 0 | 0
98 | E400 | E400 |  | #12 Wiring To SCU-1 : Power |  |  | 187.86 | 5% | 197.253 | LF |  | 0 | 30 | 0 |  | 0 | 0
99 | E400 | E400 |  | 3/4" Conduit To SCU-6 : Power |  |  | 193.77 | 5% | 203.4585 | LF |  | 0 | 30 | 0 |  | 0 | 0
100 | E400 | E400 |  | 3/4" Conduit To SCU-4 : Power |  |  | 86.48 | 5% | 90.804 | LF |  | 0 | 30 | 0 |  | 0 | 0
101 | E400 | E400 |  | 3/4" Conduit To SCU-1 : Power |  |  | 62.62 | 5% | 65.751 | LF |  | 0 | 30 | 0 |  | 0 | 0
102 | n/a | n/a |  | 2#12+1#12G Drop Wiring ForPower |  |  | 1668 | 5% | 1751.4 | LF |  | 0 | 30 | 0 |  | 0 | 0
103 | n/a | n/a |  | 3/4" Drop Conduit For Power |  |  | 556 | 5% | 583.8 | LF |  | 0 | 30 | 0 |  | 0 | 0
| E400, E501 | E400, E501 |  | 400A cables for DAS upto 800A Service panel |  |  | 50.25 | 5% | 52.7625 | LF |  | 0 | 30 | 0 |  | 0 | 0
CORRIDOR
LIGHTING
104 | E400 | E400 |  | Type U, 2' L Surface Mounted, LED, 16.9 W |  |  | 6 | 0% | 6 | EA |  | 0 | 30 | 0 |  | 0 | 0
105 | E400 | E400 |  | Type J, Linear 4' L, LED, 31W W/ Emergency Back up Light |  |  | 2 | 0% | 2 | EA |  | 0 | 30 | 0 |  | 0 | 0
106 | E400 | E400 |  | Lithonia Quantum ELM2 Connect to Un-Switched Hot-Leg |  |  | 5 | 0% | 5 | EA |  | 0 | 30 | 0 |  | 0 | 0
107 | n/a | n/a |  | Junction Boxes For Lighting Fixtures |  |  | 26 | 0% | 26 | EA |  | 0 | 30 | 0 |  | 0 | 0
108 | E400 | E400 |  | 2#12+1#12G Electrical Wiring For Lighting |  |  | 665.55 | 5% | 698.8275 | LF |  | 0 | 30 | 0 |  | 0 | 0
109 | E400 | E400 |  | 3/4" Conduit For Lighting |  |  | 221.85 | 5% | 232.9425 | LF |  | 0 | 30 | 0 |  | 0 | 0
110 | n/a | n/a |  | 2#12+1#12G Drop Wiring For Lighting |  |  | 39 | 5% | 40.95 | LF |  | 0 | 30 | 0 |  | 0 | 0
111 | n/a | n/a |  | 3/4" Drop Conduit For Lighting |  |  | 13 | 5% | 13.65 | LF |  | 0 | 30 | 0 |  | 0 | 0
POWER
112 | E400 | E400 |  | New Exit Sign Manufacture: Lithonia -LRP-TBD-RC/RMR-X-120/277-EL N,Provide Mirror Backing So Exit Sign May not Be Seen Thru With J-Box. Stem Down In Conduit in any Exposed Ceiling |  |  | 3 | 0% | 3 | EA |  | 0 | 30 | 0 |  | 0 | 0
113 | E400 | E400 |  | Watt Stopper LMSW-100 Series Digital Wall Switch, Color: White |  |  | 2 | 0% | 2 | EA |  | 0 | 30 | 0 |  | 0 | 0
114 | E400 | E400 |  | New Exit Sign Manufacture: Lithonia -LRP-TBD-RC/RMR-X-120/277-EL N,Provide J-Box and Stem Down In Conduit in any Exposed Ceiling |  |  | 2 | 0% | 2 | EA |  | 0 | 30 | 0 |  | 0 | 0
115 | E400 | E400 |  | Three Way Wall Switch |  |  | 2 | 0% | 2 | EA |  | 0 | 30 | 0 |  | 0 | 0
116 | E400 | E400 |  | Thermal Overload Switch |  |  | 1 | 0% | 1 | EA |  | 0 | 30 | 0 |  | 0 | 0
117 | E400 | E400 |  | Junction Box |  |  | 2 | 0% | 2 | EA |  | 0 | 30 | 0 |  | 0 | 0
118 | E400 | E400 |  | Duplex Receptacle |  |  | 1 | 0% | 1 | EA |  | 0 | 30 | 0 |  | 0 | 0
119 | E400 | E400 |  | Decora Style Rocker Type Wall Switch |  |  | 1 | 0% | 1 | EA |  | 0 | 30 | 0 |  | 0 | 0
120 | n/a | n/a |  | Junction Boxes For Power Items |  |  | 8 | 0% | 8 | EA |  | 0 | 30 | 0 |  | 0 | 0
121 | E400 | E400 |  | 2#12+1#12G Electrical Wiring ForPower |  |  | 73.23 | 5% | 76.8915 | LF |  | 0 | 30 | 0 |  | 0 | 0
122 | E400 | E400 |  | 3/4" Conduit For Power |  |  | 24.41 | 5% | 25.6305 | LF |  | 0 | 30 | 0 |  | 0 | 0
123 | n/a | n/a |  | 2#12+1#12G Drop Wiring ForPower |  |  | 168 | 5% | 176.4 | LF |  | 0 | 30 | 0 |  | 0 | 0
124 | n/a | n/a |  | 3/4" Drop Conduit For Power |  |  | 56 | 5% | 58.8 | LF |  | 0 | 30 | 0 |  | 0 | 0
DAS Panel 400A, MCB 84 Pole
Section 1 of 2
125 | E400 | E400 |  | 20A, 1 Pole Circuit Breaker |  |  | 20 | 0% | 20 | EA |  | 0 | 30 | 0 |  | 0 | 0
126 | E400 | E400 |  | 20A, 2 Pole Circuit Breaker |  |  | 5 | 0% | 5 | EA |  | 0 | 30 | 0 |  | 0 | 0
127 | E400 | E400 |  | 30A, 2 Pole Circuit Breaker |  |  | 4 | 0% | 4 | EA |  | 0 | 30 | 0 |  | 0 | 0
128 | E400 | E400 |  | 50A, 2 Pole Circuit Breaker |  |  | 1 | 0% | 1 | EA |  | 0 | 30 | 0 |  | 0 | 0
DAS Panel 400A, MLO 84 Pole
Section 2 of 2
129 | E400 | E400 |  | 20A, 1 Pole Circuit Breaker |  |  | 42 | 0% | 42 | EA |  | 0 | 30 | 0 |  | 0 | 0
Section 3 of 3
130 | E400 | E400 |  | 20A, 1 Pole Circuit Breaker |  |  | 32 | 0% | 32 | EA |  | 0 | 30 | 0 |  | 0 | 0
131 | E400 | E400 |  | 20A, 2 Pole Circuit Breaker |  |  | 5 | 0% | 5 | EA |  | 0 | 30 | 0 |  | 0 | 0
FIRST FLOOR
OFFICE
LIGHTING
132 | E401 | E401 |  | Type-M, 2'x2' Surface Mounted, LED, 19W |  |  | 11 | 0% | 11 | EA |  | 0 | 30 | 0 |  | 0 | 0
133 | E401 | E401 |  | Type-L, 2'x2' Recessed @ Acoustical Ceiling, 17.4W |  |  | 1 | 0% | 1 | EA |  | 0 | 30 | 0 |  | 0 | 0
134 | E401 | E401 |  | Type-V, Wall Mounted 24" L, LED, 28W |  |  | 1 | 0% | 1 | EA |  | 0 | 30 | 0 |  | 0 | 0
135 | E401 | E401 |  | Lithonia Quantum ELM2 Connect to Un-Switched Hot-Leg |  |  | 3 | 0% | 3 | EA |  | 0 | 30 | 0 |  | 0 | 0
136 | n/a | n/a |  | Junction Boxes For Lighting Fixtures |  |  | 16 | 0% | 16 | EA |  | 0 | 30 | 0 |  | 0 | 0
137 | E401 | E401 |  | 2#12+1#12G Electrical Wiring For Lighting |  |  | 559.89 | 5% | 587.8845 | LF |  | 0 | 30 | 0 |  | 0 | 0
138 | E401 | E401 |  | 3/4" Conduit For Lighting |  |  | 186.63 | 5% | 195.9615 | LF |  | 0 | 30 | 0 |  | 0 | 0
139 | n/a | n/a |  | 2#12+1#12G Drop Wiring For Lighting |  |  | 48 | 5% | 50.4 | LF |  | 0 | 30 | 0 |  | 0 | 0
140 | n/a | n/a |  | 3/4" Drop Conduit For Lighting |  |  | 16 | 5% | 16.8 | LF |  | 0 | 30 | 0 |  | 0 | 0
POWER
141 | E401 | E401 |  | Junction Box |  |  | 2 | 0% | 2 | EA |  | 0 | 30 | 0 |  | 0 | 0
142 | E401 | E401 |  | Hand Dryer, 220V, 20A/2P, Co-ordinate Plug Type and Model With Manufacturer |  |  | 1 | 0% | 1 | EA |  | 0 | 30 | 0 |  | 0 | 0
143 | E401 | E401 |  | Watt Stopper LMDC-100 Series Digital Dual Technology Ceiling Mount Occupancy Sensor. Provide Watt Stopper Pre Cut Cat 5E LMRJ Cabling W/ RJ45 Connectors, With J-box |  |  | 4 | 0% | 4 | EA |  | 0 | 30 | 0 |  | 0 | 0
144 | E401 | E401 |  | New Exit Sign Manufacture: Lithonia -LRP-TBD-RC/RMR-X-120/277-EL N,Provide Mirror Backing So Exit Sign May not Be Seen Thru With J-Box. Stem Down In Conduit in any Exposed Ceiling |  |  | 1 | 0% | 1 | EA |  | 0 | 30 | 0 |  | 0 | 0
145 | E401 | E401 |  | New Daylight Harvesting Sensor, Watt Stopper LMLS500 Dual Zone Sensor, W/ J-Box |  |  | 2 | 0% | 2 | EA |  | 0 | 30 | 0 |  | 0 | 0
146 | E401 | E401 |  | Ground Fault Circuit Interrupt |  |  | 1 | 0% | 1 | EA |  | 0 | 30 | 0 |  | 0 | 0
147 | E401 | E401 |  | Watt Stopper LMSW-100 Series Digital Wall Switch, Color: White |  |  | 3 | 0% | 3 | EA |  | 0 | 30 | 0 |  | 0 | 0
148 | E401 | E401 |  | Watt Stopper LMRC-210 Series Digital Dimming/Switching Room Controller. Provide Watt Stopper Pre Cut Cat 5E LMRJ Cabling With RJ45 Connectors |  |  | 2 | 0% | 2 | EA |  | 0 | 30 | 0 |  | 0 | 0
149 | n/a | n/a |  | Junction Boxes For Power Items |  |  | 8 | 0% | 8 | EA |  | 0 | 30 | 0 |  | 0 | 0
150 | E401 | E401 |  | 2#12+1#12G Electrical Wiring ForPower |  |  | 1391.13 | 5% | 1460.6865 | LF |  | 0 | 30 | 0 |  | 0 | 0
151 | E401 | E401 |  | 3/4" Conduit For Power |  |  | 463.71 | 5% | 486.8955 | LF |  | 0 | 30 | 0 |  | 0 | 0
152 | n/a | n/a |  | 2#12+1#12G Drop Wiring ForPower |  |  | 192 | 5% | 201.6 | LF |  | 0 | 30 | 0 |  | 0 | 0
153 | n/a | n/a |  | 3/4" Drop Conduit For Power |  |  | 64 | 5% | 67.2 | LF |  | 0 | 30 | 0 |  | 0 | 0
CORRIDOR
LIGHTING
154 | E401 | E401 |  | Type-S, Spot Light, LED, 50W |  |  | 1 | 0% | 1 | EA |  | 0 | 30 | 0 |  | 0 | 0
155 | E401 | E401 |  | Type J, Linear 4' L, LED, 31W W/ Emergency Back up Light |  |  | 5 | 0% | 5 | EA |  | 0 | 30 | 0 |  | 0 | 0
156 | E401 | E401 |  | Lithonia Quantum ELM2 Connect to Un-Switched Hot-Leg |  |  | 1 | 0% | 1 | EA |  | 0 | 30 | 0 |  | 0 | 0
157 | E401 | E401 |  | Type-H, Surface Mount Downlight, LED, 20W |  |  | 3 | 0% | 3 | EA |  | 0 | 30 | 0 |  | 0 | 0
158 | n/a | n/a |  | Junction Boxes For Lighting Fixtures |  |  | 10 | 0% | 10 | EA |  | 0 | 30 | 0 |  | 0 | 0
159 | E401 | E401 |  | 2#12+1#12G Electrical Wiring For Lighting |  |  | 42.72 | 5% | 44.856 | LF |  | 0 | 30 | 0 |  | 0 | 0
160 | E401 | E401 |  | 3/4" Conduit For Lighting |  |  | 14.24 | 5% | 14.952 | LF |  | 0 | 30 | 0 |  | 0 | 0
161 | n/a | n/a |  | 2#12+1#12G Drop Wiring For Lighting |  |  | 30 | 5% | 31.5 | LF |  | 0 | 30 | 0 |  | 0 | 0
162 | n/a | n/a |  | 3/4" Drop Conduit For Lighting |  |  | 10 | 5% | 10.5 | LF |  | 0 | 30 | 0 |  | 0 | 0
POWER
163 | n/a | n/a |  | Junction Boxes For Power Items |  |  | 2 | 0% | 2 | EA |  | 0 | 30 | 0 |  | 0 | 0
164 | E401 | E401 |  | New Exit Sign Manufacture: Lithonia -LRP-TBD-RC/RMR-X-120/277-EL N,Provide Mirror Backing So Exit Sign May not Be Seen Thru With J-Box. Stem Down In Conduit in any Exposed Ceiling |  |  | 4 | 0% | 4 | EA |  | 0 | 30 | 0 |  | 0 | 0
165 | E401 | E401 |  | New Exit Sign Manufacture: Lithonia -LRP-TBD-RC/RMR-X-120/277-EL N,Provide Mirror Backing So Exit Sign May not Be Seen Thru With J-Box. Stem Down In Conduit in any Exposed Ceiling (EM) |  |  | 1 | 0% | 1 | EA |  | 0 | 30 | 0 |  | 0 | 0
166 | n/a | n/a |  | 2#12+1#12G Drop Wiring ForPower |  |  | 60 | 5% | 63 | LF |  | 0 | 30 | 0 |  | 0 | 0
167 | n/a | n/a |  | 3/4" Drop Conduit For Power |  |  | 20 | 5% | 21 | LF |  | 0 | 30 | 0 |  | 0 | 0
UNITS
Unit R
POWER
168 | E411 | E411 |  | Duplex Receptacle | 4 | 1 | 4 | 0% | 4 | EA |  | 0 | 30 | 0 |  | 0 | 0
169 | E411 | E411 |  | Ground Fault Circuit Interrupt | 3 |  | 3 | 0% | 3 | EA |  | 0 | 30 | 0 |  | 0 | 0
170 | E411 | E411 |  | Decora Style Rocker Type Wall Switch | 3 |  | 3 | 0% | 3 | EA |  | 0 | 30 | 0 |  | 0 | 0
171 | E411 | E411 |  | Combined Smoke Detector/CO Detector | 3 |  | 3 | 0% | 3 | EA |  | 0 | 30 | 0 |  | 0 | 0
172 | E411 | E411 |  | New Panel Board LP-1A, Copper Buss, 100A MLO, 65K AIC. Provide 80A, MCB, 208V, 1 Phase, 20-Pole, 3W. With New Wire Trough With Flush Cover & Tamper Proof Screws | 1 |  | 1 | 0% | 1 | EA |  | 0 | 30 | 0 |  | 0 | 0
173 | n/a | n/a |  | Junction Boxes For Power Items | 5 |  | 5 | 0% | 5 | EA |  | 0 | 30 | 0 |  | 0 | 0
174 | E411 | E411 |  | 2#12+1#12G Electrical Wiring ForPower | 251.16 |  | 251.16 | 5% | 263.718 | LF |  | 0 | 30 | 0 |  | 0 | 0
175 | E411 | E411 |  | 3/4" Conduit For Power | 83.72 |  | 83.72 | 5% | 87.906 | LF |  | 0 | 30 | 0 |  | 0 | 0
176 | n/a | n/a |  | 2#12+1#12G Drop Wiring ForPower | 288 |  | 288 | 5% | 302.4 | LF |  | 0 | 30 | 0 |  | 0 | 0
177 | n/a | n/a |  | 3/4" Drop Conduit For Power | 96 |  | 96 | 5% | 100.8 | LF |  | 0 | 30 | 0 |  | 0 | 0
LIGHTING
178 | E411 | E411 |  | Type-K, Flush Mounted 14" Dia LED, 22.59W | 1 |  | 1 | 0% | 1 | EA |  | 0 | 30 | 0 |  | 0 | 0
179 | E411 | E411 |  | Type-V, Wall Mounted 24" L, LED, 28W | 1 |  | 1 | 0% | 1 | EA |  | 0 | 30 | 0 |  | 0 | 0
180 | n/a | n/a |  | Junction Boxes For Lighting Fixtures | 2 |  | 2 | 0% | 2 | EA |  | 0 | 30 | 0 |  | 0 | 0
181 | E411 | E411 |  | 2#12+1#12G Electrical Wiring For Lighting | 180.54 |  | 180.54 | 5% | 189.567 | LF |  | 0 | 30 | 0 |  | 0 | 0
182 | E411 | E411 |  | 3/4" Conduit For Lighting | 60.18 |  | 60.18 | 5% | 63.189 | LF |  | 0 | 30 | 0 |  | 0 | 0
183 | n/a | n/a |  | 2#12+1#12G Drop Wiring For Lighting | 6 |  | 6 | 5% | 6.3 | LF |  | 0 | 30 | 0 |  | 0 | 0
184 | n/a | n/a |  | 3/4" Drop Conduit For Lighting | 2 |  | 2 | 5% | 2.1 | LF |  | 0 | 30 | 0 |  | 0 | 0
Circuit Breakers
185 | E411 | E411 |  | 20A, 1 Pole Circuit Breaker | 16 |  | 16 | 0% | 16 | EA |  | 0 | 30 | 0 |  | 0 | 0
186 | E411 | E411 |  | 15A, 1 Pole Circuit Breaker | 4 |  | 4 | 0% | 4 | EA |  | 0 | 30 | 0 |  | 0 | 0
Unit Q
POWER
187 | E411 | E411 |  | Duplex Receptacle | 3 | 1 | 3 | 0% | 3 | EA |  | 0 | 30 | 0 |  | 0 | 0
188 | E411 | E411 |  | Ground Fault Circuit Interrupt | 3 |  | 3 | 0% | 3 | EA |  | 0 | 30 | 0 |  | 0 | 0
189 | E411 | E411 |  | Decora Style Rocker Type Wall Switch | 3 |  | 3 | 0% | 3 | EA |  | 0 | 30 | 0 |  | 0 | 0
190 | E411 | E411 |  | Combined Smoke Detector/CO Detector | 2 |  | 2 | 0% | 2 | EA |  | 0 | 30 | 0 |  | 0 | 0
191 | E411 | E411 |  | New Panel Board LP-1B, Copper Buss, 100A MLO, 65K AIC. Provide 80A, MCB, 208V, 1 Phase, 20-Pole, 3W. With New Wire Trough With Flush Cover & Tamper Proof Screws | 1 |  | 1 | 0% | 1 | EA |  | 0 | 30 | 0 |  | 0 | 0
192 | n/a | n/a |  | Junction Boxes For Power Items | 5 |  | 5 | 0% | 5 | EA |  | 0 | 30 | 0 |  | 0 | 0
193 | E411 | E411 |  | 2#12+1#12G Electrical Wiring ForPower | 166.53 |  | 166.53 | 5% | 174.8565 | LF |  | 0 | 30 | 0 |  | 0 | 0
194 | E411 | E411 |  | 3/4" Conduit For Power | 55.51 |  | 55.51 | 5% | 58.2855 | LF |  | 0 | 30 | 0 |  | 0 | 0
195 | n/a | n/a |  | 2#12+1#12G Drop Wiring ForPower | 264 |  | 264 | 5% | 277.2 | LF |  | 0 | 30 | 0 |  | 0 | 0
196 | n/a | n/a |  | 3/4" Drop Conduit For Power | 88 |  | 88 | 5% | 92.4 | LF |  | 0 | 30 | 0 |  | 0 | 0
LIGHTING
197 | E411 | E411 |  | Type-K, Flush Mounted 14" Dia LED, 22.59W | 1 |  | 1 | 0% | 1 | EA |  | 0 | 30 | 0 |  | 0 | 0
198 | E411 | E411 |  | Type-V, Wall Mounted 24" L, LED, 28W | 1 |  | 1 | 0% | 1 | EA |  | 0 | 30 | 0 |  | 0 | 0
199 | n/a | n/a |  | Junction Boxes For Lighting Fixtures | 2 |  | 2 | 0% | 2 | EA |  | 0 | 30 | 0 |  | 0 | 0
200 | E411 | E411 |  | 2#12+1#12G Electrical Wiring For Lighting | 101.16 |  | 101.16 | 5% | 106.218 | LF |  | 0 | 30 | 0 |  | 0 | 0
201 | E411 | E411 |  | 3/4" Conduit For Lighting | 33.72 |  | 33.72 | 5% | 35.406 | LF |  | 0 | 30 | 0 |  | 0 | 0
202 | n/a | n/a |  | 2#12+1#12G Drop Wiring For Lighting | 6 |  | 6 | 5% | 6.3 | LF |  | 0 | 30 | 0 |  | 0 | 0
203 | n/a | n/a |  | 3/4" Drop Conduit For Lighting | 2 |  | 2 | 5% | 2.1 | LF |  | 0 | 30 | 0 |  | 0 | 0
Circuit Breakers
204 | E411 | E411 |  | 20A, 1 Pole Circuit Breaker | 16 |  | 16 | 0% | 16 | EA |  | 0 | 30 | 0 |  | 0 | 0
205 | E411 | E411 |  | 15A, 1 Pole Circuit Breaker | 4 |  | 4 | 0% | 4 | EA |  | 0 | 30 | 0 |  | 0 | 0
Unit P
POWER
206 | E411 | E411 |  | Duplex Receptacle | 15 | 1 | 15 | 0% | 15 | EA |  | 0 | 30 | 0 |  | 0 | 0
207 | E411 | E411 |  | Ground Fault Circuit Interrupt | 4 |  | 4 | 0% | 4 | EA |  | 0 | 30 | 0 |  | 0 | 0
208 | E411 | E411 |  | Decora Style Rocker Type Wall Switch | 4 |  | 4 | 0% | 4 | EA |  | 0 | 30 | 0 |  | 0 | 0
209 | E411 | E411 |  | Combined Smoke Detector/CO Detector | 2 |  | 2 | 0% | 2 | EA |  | 0 | 30 | 0 |  | 0 | 0
210 | E411 | E411 |  | New Panel Board LP-1C, Copper Buss, 100A MLO, 65K AIC. Provide 80A, MCB, 208V, 1 Phase, 20-Pole, 3W. With New Wire Trough With Flush Cover & Tamper Proof Screws | 1 |  | 1 | 0% | 1 | EA |  | 0 | 30 | 0 |  | 0 | 0
211 | E411 | E411 |  | Exhaust Fan (EF-1) Note: PL verify, If required for electrical supply works. | 1 |  | 1 | 0% | 1 | EA |  | 0 | 30 | 0 |  | 0 | 0
212 | n/a | n/a |  | Junction Boxes For Power Items | 6 |  | 6 | 0% | 6 | EA |  | 0 | 30 | 0 |  | 0 | 0
213 | E411 | E411 |  | 2#12+1#12G Electrical Wiring ForPower | 522.69 |  | 522.69 | 5% | 548.8245 | LF |  | 0 | 30 | 0 |  | 0 | 0
214 | E411 | E411 |  | 3/4" Conduit For Power | 174.23 |  | 174.23 | 5% | 182.9415 | LF |  | 0 | 30 | 0 |  | 0 | 0
215 | n/a | n/a |  | 2#12+1#12G Drop Wiring ForPower | 480 |  | 480 | 5% | 504 | LF |  | 0 | 30 | 0 |  | 0 | 0
216 | n/a | n/a |  | 3/4" Drop Conduit For Power | 160 |  | 160 | 5% | 168 | LF |  | 0 | 30 | 0 |  | 0 | 0
LIGHTING
217 | E411 | E411 |  | Type-K, Flush Mounted 14" Dia LED, 22.59W | 1 |  | 1 | 0% | 1 | EA |  | 0 | 30 | 0 |  | 0 | 0
218 | E411 | E411 |  | Type-V, Wall Mounted 24" L, LED, 28W | 1 |  | 1 | 0% | 1 | EA |  | 0 | 30 | 0 |  | 0 | 0
219 | n/a | n/a |  | Junction Boxes For Lighting Fixtures | 2 |  | 2 | 0% | 2 | EA |  | 0 | 30 | 0 |  | 0 | 0
220 | E411 | E411 |  | 2#12+1#12G Electrical Wiring For Lighting | 115.59 |  | 115.59 | 5% | 121.3695 | LF |  | 0 | 30 | 0 |  | 0 | 0
221 | E411 | E411 |  | 3/4" Conduit For Lighting | 38.53 |  | 38.53 | 5% | 40.4565 | LF |  | 0 | 30 | 0 |  | 0 | 0
222 | n/a | n/a |  | 2#12+1#12G Drop Wiring For Lighting | 6 |  | 6 | 5% | 6.3 | LF |  | 0 | 30 | 0 |  | 0 | 0
223 | n/a | n/a |  | 3/4" Drop Conduit For Lighting | 2 |  | 2 | 5% | 2.1 | LF |  | 0 | 30 | 0 |  | 0 | 0
Circuit Breakers
224 | E411 | E411 |  | 20A, 1 Pole Circuit Breaker | 20 |  | 20 | 0% | 20 | EA |  | 0 | 30 | 0 |  | 0 | 0
SECOND FLOOR
UNITS
Unit N
POWER
225 | E412 | E412 |  | Duplex Receptacle | 4 | 1 | 4 | 0% | 4 | EA |  | 0 | 30 | 0 |  | 0 | 0
226 | E412 | E412 |  | Ground Fault Circuit Interrupt | 3 |  | 3 | 0% | 3 | EA |  | 0 | 30 | 0 |  | 0 | 0
227 | E412 | E412 |  | Decora Style Rocker Type Wall Switch | 3 |  | 3 | 0% | 3 | EA |  | 0 | 30 | 0 |  | 0 | 0
228 | E412 | E412 |  | Combined Smoke Detector/CO Detector | 3 |  | 3 | 0% | 3 | EA |  | 0 | 30 | 0 |  | 0 | 0
229 | E412 | E412 |  | New Panel Board LP-2B, Copper Buss, 100A MLO, 65K AIC. Provide 80A, MCB, 208V, 1 Phase, 20-Pole, 3W. With New Wire Trough With Flush Cover & Tamper Proof Screws | 1 |  | 1 | 0% | 1 | EA |  | 0 | 30 | 0 |  | 0 | 0
230 | n/a | n/a |  | Junction Boxes For Power Items | 5 |  | 5 | 0% | 5 | EA |  | 0 | 30 | 0 |  | 0 | 0
231 | E412 | E412 |  | 2#12+1#12G Electrical Wiring ForPower | 261.45 |  | 261.45 | 5% | 274.5225 | LF |  | 0 | 30 | 0 |  | 0 | 0
232 | E412 | E412 |  | 3/4" Conduit For Power | 87.15 |  | 87.15 | 5% | 91.5075 | LF |  | 0 | 30 | 0 |  | 0 | 0
233 | n/a | n/a |  | 2#12+1#12G Drop Wiring ForPower | 300 |  | 300 | 5% | 315 | LF |  | 0 | 30 | 0 |  | 0 | 0
234 | n/a | n/a |  | 3/4" Drop Conduit For Power | 100 |  | 100 | 5% | 105 | LF |  | 0 | 30 | 0 |  | 0 | 0
LIGHTING
235 | E412 | E412 |  | Type-K, Flush Mounted 14" Dia LED, 22.59W | 1 |  | 1 | 0% | 1 | EA |  | 0 | 30 | 0 |  | 0 | 0
236 | E412 | E412 |  | Type-V, Wall Mounted 24" L, LED, 28W | 1 |  | 1 | 0% | 1 | EA |  | 0 | 30 | 0 |  | 0 | 0
237 | n/a | n/a |  | Junction Boxes For Lighting Fixtures | 2 |  | 2 | 0% | 2 | EA |  | 0 | 30 | 0 |  | 0 | 0
238 | E412 | E412 |  | 2#12+1#12G Electrical Wiring For Lighting | 183.06 |  | 183.06 | 5% | 192.213 | LF |  | 0 | 30 | 0 |  | 0 | 0
239 | E412 | E412 |  | 3/4" Conduit For Lighting | 61.02 |  | 61.02 | 5% | 64.071 | LF |  | 0 | 30 | 0 |  | 0 | 0
240 | n/a | n/a |  | 2#12+1#12G Drop Wiring For Lighting | 6 |  | 6 | 5% | 6.3 | LF |  | 0 | 30 | 0 |  | 0 | 0
241 | n/a | n/a |  | 3/4" Drop Conduit For Lighting | 2 |  | 2 | 5% | 2.1 | LF |  | 0 | 30 | 0 |  | 0 | 0
Circuit Breakers
242 | E412 | E412 |  | 20A, 1 Pole Circuit Breaker | 16 |  | 16 | 0% | 16 | EA |  | 0 | 30 | 0 |  | 0 | 0
243 | E412 | E412 |  | 15A, 1 Pole Circuit Breaker | 4 |  | 4 | 0% | 4 | EA |  | 0 | 30 | 0 |  | 0 | 0
Unit L
POWER
244 | E412 | E412 |  | Duplex Receptacle | 4 | 1 | 4 | 0% | 4 | EA |  | 0 | 30 | 0 |  | 0 | 0
245 | E412 | E412 |  | Ground Fault Circuit Interrupt | 3 |  | 3 | 0% | 3 | EA |  | 0 | 30 | 0 |  | 0 | 0
246 | E412 | E412 |  | Decora Style Rocker Type Wall Switch | 3 |  | 3 | 0% | 3 | EA |  | 0 | 30 | 0 |  | 0 | 0
247 | E412 | E412 |  | Combined Smoke Detector/CO Detector | 3 |  | 3 | 0% | 3 | EA |  | 0 | 30 | 0 |  | 0 | 0
248 | E412 | E412 |  | New Panel Board LP-2A, Copper Buss, 100A MLO, 65K AIC. Provide 80A, MCB, 208V, 1 Phase, 20-Pole, 3W. With New Wire Trough With Flush Cover & Tamper Proof Screws | 1 |  | 1 | 0% | 1 | EA |  | 0 | 30 | 0 |  | 0 | 0
249 | n/a | n/a |  | Junction Boxes For Power Items | 5 |  | 5 | 0% | 5 | EA |  | 0 | 30 | 0 |  | 0 | 0
250 | E412 | E412 |  | 2#12+1#12G Electrical Wiring ForPower | 343.83 |  | 343.83 | 5% | 361.0215 | LF |  | 0 | 30 | 0 |  | 0 | 0
251 | E412 | E412 |  | 3/4" Conduit For Power | 114.61 |  | 114.61 | 5% | 120.3405 | LF |  | 0 | 30 | 0 |  | 0 | 0
252 | n/a | n/a |  | 2#12+1#12G Drop Wiring ForPower | 300 |  | 300 | 5% | 315 | LF |  | 0 | 30 | 0 |  | 0 | 0
253 | n/a | n/a |  | 3/4" Drop Conduit For Power | 100 |  | 100 | 5% | 105 | LF |  | 0 | 30 | 0 |  | 0 | 0
LIGHTING
254 | E412 | E412 |  | Type-K, Flush Mounted 14" Dia LED, 22.59W | 1 |  | 1 | 0% | 1 | EA |  | 0 | 30 | 0 |  | 0 | 0
255 | E412 | E412 |  | Type-V, Wall Mounted 24" L, LED, 28W | 1 |  | 1 | 0% | 1 | EA |  | 0 | 30 | 0 |  | 0 | 0
256 | n/a | n/a |  | Junction Boxes For Lighting Fixtures | 2 |  | 2 | 0% | 2 | EA |  | 0 | 30 | 0 |  | 0 | 0
257 | E412 | E412 |  | 2#12+1#12G Electrical Wiring For Lighting | 191.25 |  | 191.25 | 5% | 200.8125 | LF |  | 0 | 30 | 0 |  | 0 | 0
258 | E412 | E412 |  | 3/4" Conduit For Lighting | 63.75 |  | 63.75 | 5% | 66.9375 | LF |  | 0 | 30 | 0 |  | 0 | 0
259 | n/a | n/a |  | 2#12+1#12G Drop Wiring For Lighting | 6 |  | 6 | 5% | 6.3 | LF |  | 0 | 30 | 0 |  | 0 | 0
260 | n/a | n/a |  | 3/4" Drop Conduit For Lighting | 2 |  | 2 | 5% | 2.1 | LF |  | 0 | 30 | 0 |  | 0 | 0
Circuit Breakers
261 | E412 | E412 |  | 20A, 1 Pole Circuit Breaker | 16 |  | 16 | 0% | 16 | EA |  | 0 | 30 | 0 |  | 0 | 0
262 | E412 | E412 |  | 15A, 1 Pole Circuit Breaker | 4 |  | 4 | 0% | 4 | EA |  | 0 | 30 | 0 |  | 0 | 0
Unit O
POWER
263 | E412 | E412 |  | Duplex Receptacle | 4 | 1 | 4 | 0% | 4 | EA |  | 0 | 30 | 0 |  | 0 | 0
264 | E412 | E412 |  | Ground Fault Circuit Interrupt | 3 |  | 3 | 0% | 3 | EA |  | 0 | 30 | 0 |  | 0 | 0
265 | E412 | E412 |  | Decora Style Rocker Type Wall Switch | 3 |  | 3 | 0% | 3 | EA |  | 0 | 30 | 0 |  | 0 | 0
266 | E412 | E412 |  | Combined Smoke Detector/CO Detector | 2 |  | 2 | 0% | 2 | EA |  | 0 | 30 | 0 |  | 0 | 0
267 | E412 | E412 |  | New Panel Board, Copper Buss, 100A MLO, 65K AIC. Provide 80A, MCB, 208V, 1 Phase, 20-Pole, 3W. With New Wire Trough With Flush Cover & Tamper Proof Screws | 1 |  | 1 | 0% | 1 | EA |  | 0 | 30 | 0 |  | 0 | 0
| n/a | n/a |  | Junction Boxes For Power Items | 5 |  | 5
268 | E412 | E412 |  | 2#12+1#12G Electrical Wiring ForPower | 221.4 |  | 221.4 | 5% | 232.47 | LF |  | 0 | 30 | 0 |  | 0 | 0
269 | E412 | E412 |  | 3/4" Conduit For Power | 73.8 |  | 73.8 | 5% | 77.49 | LF |  | 0 | 30 | 0 |  | 0 | 0
270 | n/a | n/a |  | 2#12+1#12G Drop Wiring ForPower | 276 |  | 276 | 5% | 289.8 | LF |  | 0 | 30 | 0 |  | 0 | 0
271 | n/a | n/a |  | 3/4" Drop Conduit For Power | 92 |  | 92 | 5% | 96.6 | LF |  | 0 | 30 | 0 |  | 0 | 0
LIGHTING
272 | E412 | E412 |  | Type-K, Flush Mounted 14" Dia LED, 22.59W | 1 |  | 1 | 0% | 1 | EA |  | 0 | 30 | 0 |  | 0 | 0
273 | E412 | E412 |  | Type-V, Wall Mounted 24" L, LED, 28W | 1 |  | 1 | 0% | 1 | EA |  | 0 | 30 | 0 |  | 0 | 0
274 | n/a | n/a |  | Junction Boxes For Lighting Fixtures | 2 |  | 2 | 0% | 2 | EA |  | 0 | 30 | 0 |  | 0 | 0
275 | E412 | E412 |  | 2#12+1#12G Electrical Wiring For Lighting | 123.09 |  | 123.09 | 5% | 129.2445 | LF |  | 0 | 30 | 0 |  | 0 | 0
276 | E412 | E412 |  | 3/4" Conduit For Lighting | 41.03 |  | 41.03 | 5% | 43.0815 | LF |  | 0 | 30 | 0 |  | 0 | 0
277 | n/a | n/a |  | 2#12+1#12G Drop Wiring For Lighting | 6 |  | 6 | 5% | 6.3 | LF |  | 0 | 30 | 0 |  | 0 | 0
278 | n/a | n/a |  | 3/4" Drop Conduit For Lighting | 2 |  | 2 | 5% | 2.1 | LF |  | 0 | 30 | 0 |  | 0 | 0
Circuit Breakers
279 | E412 | E412 |  | 20A, 1 Pole Circuit Breaker | 16 |  | 16 | 0% | 16 | EA |  | 0 | 30 | 0 |  | 0 | 0
280 | E412 | E412 |  | 15A, 1 Pole Circuit Breaker | 4 |  | 4 | 0% | 4 | EA |  | 0 | 30 | 0 |  | 0 | 0
Unit M
POWER
281 | E412 | E412 |  | Duplex Receptacle | 4 | 1 | 4 | 0% | 4 | EA |  | 0 | 30 | 0 |  | 0 | 0
282 | E412 | E412 |  | Ground Fault Circuit Interrupt | 3 |  | 3 | 0% | 3 | EA |  | 0 | 30 | 0 |  | 0 | 0
283 | E412 | E412 |  | Decora Style Rocker Type Wall Switch | 3 |  | 3 | 0% | 3 | EA |  | 0 | 30 | 0 |  | 0 | 0
284 | E412 | E412 |  | Combined Smoke Detector/CO Detector | 3 |  | 3 | 0% | 3 | EA |  | 0 | 30 | 0 |  | 0 | 0
285 | E412 | E412 |  | New Panel Board, Copper Buss, 100A MLO, 65K AIC. Provide 80A, MCB, 208V, 1 Phase, 20-Pole, 3W. With New Wire Trough With Flush Cover & Tamper Proof Screws | 1 |  | 1 | 0% | 1 | EA |  | 0 | 30 | 0 |  | 0 | 0
286 | n/a | n/a |  | Junction Boxes For Power Items | 5 |  | 5 | 0% | 5 | EA |  | 0 | 30 | 0 |  | 0 | 0
287 | E412 | E412 |  | 2#12+1#12G Electrical Wiring ForPower | 299.19 |  | 299.19 | 5% | 314.1495 | LF |  | 0 | 30 | 0 |  | 0 | 0
288 | E412 | E412 |  | 3/4" Conduit For Power | 99.73 |  | 99.73 | 5% | 104.7165 | LF |  | 0 | 30 | 0 |  | 0 | 0
289 | n/a | n/a |  | 2#12+1#12G Drop Wiring ForPower | 300 |  | 300 | 5% | 315 | LF |  | 0 | 30 | 0 |  | 0 | 0
290 | n/a | n/a |  | 3/4" Drop Conduit For Power | 100 |  | 100 | 5% | 105 | LF |  | 0 | 30 | 0 |  | 0 | 0
LIGHTING
291 | E412 | E412 |  | Type-K, Flush Mounted 14" Dia LED, 22.59W | 1 |  | 1 | 0% | 1 | EA |  | 0 | 30 | 0 |  | 0 | 0
292 | E412 | E412 |  | Type-V, Wall Mounted 24" L, LED, 28W | 1 |  | 1 | 0% | 1 | EA |  | 0 | 30 | 0 |  | 0 | 0
293 | n/a | n/a |  | Junction Boxes For Lighting Fixtures | 2 |  | 2 | 0% | 2 | EA |  | 0 | 30 | 0 |  | 0 | 0
294 | E412 | E412 |  | 2#12+1#12G Electrical Wiring For Lighting | 172.14 |  | 172.14 | 5% | 180.747 | LF |  | 0 | 30 | 0 |  | 0 | 0
295 | E412 | E412 |  | 3/4" Conduit For Lighting | 57.38 |  | 57.38 | 5% | 60.249 | LF |  | 0 | 30 | 0 |  | 0 | 0
296 | n/a | n/a |  | 2#12+1#12G Drop Wiring For Lighting | 6 |  | 6 | 5% | 6.3 | LF |  | 0 | 30 | 0 |  | 0 | 0
297 | n/a | n/a |  | 3/4" Drop Conduit For Lighting | 2 |  | 2 | 5% | 2.1 | LF |  | 0 | 30 | 0 |  | 0 | 0
Circuit Breakers
298 | E412 | E412 |  | 20A, 1 Pole Circuit Breaker | 16 |  | 16 | 0% | 16 | EA |  | 0 | 30 | 0 |  | 0 | 0
299 | E412 | E412 |  | 15A, 1 Pole Circuit Breaker | 4 |  | 4 | 0% | 4 | EA |  | 0 | 30 | 0 |  | 0 | 0
CORRIDOR
LIGHTING
300 | E402 | E402 |  | Type J, Linear 4' L, LED, 31W W/ Emergency Back up Light |  |  | 2 | 0% | 2 | EA |  | 0 | 30 | 0 |  | 0 | 0
301 | E402 | E402 |  | Lithonia Quantum ELM2 Connect to Un-Switched Hot-Leg |  |  | 2 | 0% | 2 | EA |  | 0 | 30 | 0 |  | 0 | 0
302 | E402 | E402 |  | Type-H, Surface Mount Downlight, LED, 20W |  |  | 3 | 0% | 3 | EA |  | 0 | 30 | 0 |  | 0 | 0
303 | n/a | n/a |  | Junction Boxes For Lighting Fixtures |  |  | 7 | 0% | 7 | EA |  | 0 | 30 | 0 |  | 0 | 0
304 | E402 | E402 |  | 2#12+1#12G Electrical Wiring For Lighting |  |  | 153.15 | 5% | 160.8075 | LF |  | 0 | 30 | 0 |  | 0 | 0
305 | E402 | E402 |  | 3/4" Conduit For Lighting |  |  | 51.05 | 5% | 53.6025 | LF |  | 0 | 30 | 0 |  | 0 | 0
306 | n/a | n/a |  | 2#12+1#12G Drop Wiring For Lighting |  |  | 21 | 5% | 22.05 | LF |  | 0 | 30 | 0 |  | 0 | 0
307 | n/a | n/a |  | 3/4" Drop Conduit For Lighting |  |  | 7 | 5% | 7.35 | LF |  | 0 | 30 | 0 |  | 0 | 0
POWER
308 | E402 | E402 |  | New Exit Sign Manufacture: Lithonia -LRP-TBD-RC/RMR-X-120/277-EL N,Provide Mirror Backing So Exit Sign May not Be Seen Thru With J-Box. Stem Down In Conduit in any Exposed Ceiling |  |  | 2 | 0% | 2 | EA |  | 0 | 30 | 0 |  | 0 | 0
309 | n/a | n/a |  | Junction Boxes For Power Items |  |  | 1 | 0% | 1 | EA |  | 0 | 30 | 0 |  | 0 | 0
310 | n/a | n/a |  | 2#12+1#12G Drop Wiring For Lighting |  |  | 24 | 5% | 25.2 | LF |  | 0 | 30 | 0 |  | 0 | 0
311 | n/a | n/a |  | 3/4" Drop Conduit For Lighting |  |  | 8 | 5% | 8.4 | LF |  | 0 | 30 | 0 |  | 0 | 0
THIRD FLOOR
UNITS
Unit N
POWER
312 | E412 | E412 |  | Duplex Receptacle | 4 | 1 | 4 | 0% | 4 | EA |  | 0 | 30 | 0 |  | 0 | 0
313 | E412 | E412 |  | Ground Fault Circuit Interrupt | 3 |  | 3 | 0% | 3 | EA |  | 0 | 30 | 0 |  | 0 | 0
314 | E412 | E412 |  | Decora Style Rocker Type Wall Switch | 3 |  | 3 | 0% | 3 | EA |  | 0 | 30 | 0 |  | 0 | 0
315 | E412 | E412 |  | Combined Smoke Detector/CO Detector | 3 |  | 3 | 0% | 3 | EA |  | 0 | 30 | 0 |  | 0 | 0
316 | E412 | E412 |  | New Panel Board, Copper Buss, 100A MLO, 65K AIC. Provide 80A, MCB, 208V, 1 Phase, 20-Pole, 3W. With New Wire Trough With Flush Cover & Tamper Proof Screws | 1 |  | 1 | 0% | 1 | EA |  | 0 | 30 | 0 |  | 0 | 0
317 | n/a | n/a |  | Junction Boxes For Power Items | 5 |  | 5 | 0% | 5 | EA |  | 0 | 30 | 0 |  | 0 | 0
318 | E412 | E412 |  | 2#12+1#12G Electrical Wiring ForPower | 261.45 |  | 261.45 | 5% | 274.5225 | LF |  | 0 | 30 | 0 |  | 0 | 0
319 | E412 | E412 |  | 3/4" Conduit For Power | 87.15 |  | 87.15 | 5% | 91.5075 | LF |  | 0 | 30 | 0 |  | 0 | 0
320 | n/a | n/a |  | 2#12+1#12G Drop Wiring ForPower | 300 |  | 300 | 5% | 315 | LF |  | 0 | 30 | 0 |  | 0 | 0
321 | n/a | n/a |  | 3/4" Drop Conduit For Power | 100 |  | 100 | 5% | 105 | LF |  | 0 | 30 | 0 |  | 0 | 0
LIGHTING
322 | E412 | E412 |  | Type-K, Flush Mounted 14" Dia LED, 22.59W | 1 |  | 1 | 0% | 1 | EA |  | 0 | 30 | 0 |  | 0 | 0
323 | E412 | E412 |  | Type-V, Wall Mounted 24" L, LED, 28W | 1 |  | 1 | 0% | 1 | EA |  | 0 | 30 | 0 |  | 0 | 0
324 | n/a | n/a |  | Junction Boxes For Lighting Fixtures | 2 |  | 2 | 0% | 2 | EA |  | 0 | 30 | 0 |  | 0 | 0
325 | E412 | E412 |  | 2#12+1#12G Electrical Wiring For Lighting | 183.06 |  | 183.06 | 5% | 192.213 | LF |  | 0 | 30 | 0 |  | 0 | 0
326 | E412 | E412 |  | 3/4" Conduit For Lighting | 61.02 |  | 61.02 | 5% | 64.071 | LF |  | 0 | 30 | 0 |  | 0 | 0
327 | n/a | n/a |  | 2#12+1#12G Drop Wiring For Lighting | 6 |  | 6 | 5% | 6.3 | LF |  | 0 | 30 | 0 |  | 0 | 0
328 | n/a | n/a |  | 3/4" Drop Conduit For Lighting | 2 |  | 2 | 5% | 2.1 | LF |  | 0 | 30 | 0 |  | 0 | 0
Circuit Breakers
329 | E412 | E412 |  | 20A, 1 Pole Circuit Breaker | 16 |  | 16 | 0% | 16 | EA |  | 0 | 30 | 0 |  | 0 | 0
330 | E412 | E412 |  | 15A, 1 Pole Circuit Breaker | 4 |  | 4 | 0% | 4 | EA |  | 0 | 30 | 0 |  | 0 | 0
Unit L
POWER
331 | E412 | E412 |  | Duplex Receptacle | 4 | 1 | 4 | 0% | 4 | EA |  | 0 | 30 | 0 |  | 0 | 0
332 | E412 | E412 |  | Ground Fault Circuit Interrupt | 3 |  | 3 | 0% | 3 | EA |  | 0 | 30 | 0 |  | 0 | 0
333 | E412 | E412 |  | Decora Style Rocker Type Wall Switch | 3 |  | 3 | 0% | 3 | EA |  | 0 | 30 | 0 |  | 0 | 0
334 | E412 | E412 |  | Combined Smoke Detector/CO Detector | 3 |  | 3 | 0% | 3 | EA |  | 0 | 30 | 0 |  | 0 | 0
335 | E412 | E412 |  | New Panel Board, Copper Buss, 100A MLO, 65K AIC. Provide 80A, MCB, 208V, 1 Phase, 20-Pole, 3W. With New Wire Trough With Flush Cover & Tamper Proof Screws | 1 |  | 1 | 0% | 1 | EA |  | 0 | 30 | 0 |  | 0 | 0
336 | n/a | n/a |  | Junction Boxes For Power Items | 5 |  | 5 | 0% | 5 | EA |  | 0 | 30 | 0 |  | 0 | 0
337 | E412 | E412 |  | 2#12+1#12G Electrical Wiring ForPower | 343.83 |  | 343.83 | 5% | 361.0215 | LF |  | 0 | 30 | 0 |  | 0 | 0
338 | E412 | E412 |  | 3/4" Conduit For Power | 114.61 |  | 114.61 | 5% | 120.3405 | LF |  | 0 | 30 | 0 |  | 0 | 0
339 | n/a | n/a |  | 2#12+1#12G Drop Wiring ForPower | 300 |  | 300 | 5% | 315 | LF |  | 0 | 30 | 0 |  | 0 | 0
340 | n/a | n/a |  | 3/4" Drop Conduit For Power | 100 |  | 100 | 5% | 105 | LF |  | 0 | 30 | 0 |  | 0 | 0
LIGHTING
341 | E412 | E412 |  | Type-K, Flush Mounted 14" Dia LED, 22.59W | 1 |  | 1 | 0% | 1 | EA |  | 0 | 30 | 0 |  | 0 | 0
342 | E412 | E412 |  | Type-V, Wall Mounted 24" L, LED, 28W | 1 |  | 1 | 0% | 1 | EA |  | 0 | 30 | 0 |  | 0 | 0
343 | n/a | n/a |  | Junction Boxes For Lighting Fixtures | 2 |  | 2 | 0% | 2 | EA |  | 0 | 30 | 0 |  | 0 | 0
344 | E412 | E412 |  | 2#12+1#12G Electrical Wiring For Lighting | 191.25 |  | 191.25 | 5% | 200.8125 | LF |  | 0 | 30 | 0 |  | 0 | 0
345 | E412 | E412 |  | 3/4" Conduit For Lighting | 63.75 |  | 63.75 | 5% | 66.9375 | LF |  | 0 | 30 | 0 |  | 0 | 0
346 | n/a | n/a |  | 2#12+1#12G Drop Wiring For Lighting | 6 |  | 6 | 5% | 6.3 | LF |  | 0 | 30 | 0 |  | 0 | 0
347 | n/a | n/a |  | 3/4" Drop Conduit For Lighting | 2 |  | 2 | 5% | 2.1 | LF |  | 0 | 30 | 0 |  | 0 | 0
Circuit Breakers
348 | E412 | E412 |  | 20A, 1 Pole Circuit Breaker | 16 |  | 16 | 0% | 16 | EA |  | 0 | 30 | 0 |  | 0 | 0
349 | E412 | E412 |  | 15A, 1 Pole Circuit Breaker | 4 |  | 4 | 0% | 4 | EA |  | 0 | 30 | 0 |  | 0 | 0
Unit O
POWER
350 | E412 | E412 |  | Duplex Receptacle | 4 | 1 | 4 | 0% | 4 | EA |  | 0 | 30 | 0 |  | 0 | 0
351 | E412 | E412 |  | Ground Fault Circuit Interrupt | 3 |  | 3 | 0% | 3 | EA |  | 0 | 30 | 0 |  | 0 | 0
352 | E412 | E412 |  | Decora Style Rocker Type Wall Switch | 3 |  | 3 | 0% | 3 | EA |  | 0 | 30 | 0 |  | 0 | 0
353 | E412 | E412 |  | Combined Smoke Detector/CO Detector | 2 |  | 2 | 0% | 2 | EA |  | 0 | 30 | 0 |  | 0 | 0
354 | E412 | E412 |  | New Panel Board, Copper Buss, 100A MLO, 65K AIC. Provide 80A, MCB, 208V, 1 Phase, 20-Pole, 3W. With New Wire Trough With Flush Cover & Tamper Proof Screws | 1 |  | 1 | 0% | 1 | EA |  | 0 | 30 | 0 |  | 0 | 0
| n/a | n/a |  | Junction Boxes For Power Items | 5 |  | 5
355 | E412 | E412 |  | 2#12+1#12G Electrical Wiring ForPower | 221.4 |  | 221.4 | 5% | 232.47 | LF |  | 0 | 30 | 0 |  | 0 | 0
356 | E412 | E412 |  | 3/4" Conduit For Power | 73.8 |  | 73.8 | 5% | 77.49 | LF |  | 0 | 30 | 0 |  | 0 | 0
357 | n/a | n/a |  | 2#12+1#12G Drop Wiring ForPower | 276 |  | 276 | 5% | 289.8 | LF |  | 0 | 30 | 0 |  | 0 | 0
358 | n/a | n/a |  | 3/4" Drop Conduit For Power | 92 |  | 92 | 5% | 96.6 | LF |  | 0 | 30 | 0 |  | 0 | 0
LIGHTING
359 | E412 | E412 |  | Type-K, Flush Mounted 14" Dia LED, 22.59W | 1 |  | 1 | 0% | 1 | EA |  | 0 | 30 | 0 |  | 0 | 0
360 | E412 | E412 |  | Type-V, Wall Mounted 24" L, LED, 28W | 1 |  | 1 | 0% | 1 | EA |  | 0 | 30 | 0 |  | 0 | 0
361 | n/a | n/a |  | Junction Boxes For Lighting Fixtures | 2 |  | 2 | 0% | 2 | EA |  | 0 | 30 | 0 |  | 0 | 0
362 | E412 | E412 |  | 2#12+1#12G Electrical Wiring For Lighting | 123.09 |  | 123.09 | 5% | 129.2445 | LF |  | 0 | 30 | 0 |  | 0 | 0
363 | E412 | E412 |  | 3/4" Conduit For Lighting | 41.03 |  | 41.03 | 5% | 43.0815 | LF |  | 0 | 30 | 0 |  | 0 | 0
364 | n/a | n/a |  | 2#12+1#12G Drop Wiring For Lighting | 6 |  | 6 | 5% | 6.3 | LF |  | 0 | 30 | 0 |  | 0 | 0
365 | n/a | n/a |  | 3/4" Drop Conduit For Lighting | 2 |  | 2 | 5% | 2.1 | LF |  | 0 | 30 | 0 |  | 0 | 0
Circuit Breakers
366 | E412 | E412 |  | 20A, 1 Pole Circuit Breaker | 16 |  | 16 | 0% | 16 | EA |  | 0 | 30 | 0 |  | 0 | 0
367 | E412 | E412 |  | 15A, 1 Pole Circuit Breaker | 4 |  | 4 | 0% | 4 | EA |  | 0 | 30 | 0 |  | 0 | 0
Unit M
POWER
368 | E412 | E412 |  | Duplex Receptacle | 4 | 1 | 4 | 0% | 4 | EA |  | 0 | 30 | 0 |  | 0 | 0
369 | E412 | E412 |  | Ground Fault Circuit Interrupt | 3 |  | 3 | 0% | 3 | EA |  | 0 | 30 | 0 |  | 0 | 0
370 | E412 | E412 |  | Decora Style Rocker Type Wall Switch | 3 |  | 3 | 0% | 3 | EA |  | 0 | 30 | 0 |  | 0 | 0
371 | E412 | E412 |  | Combined Smoke Detector/CO Detector | 3 |  | 3 | 0% | 3 | EA |  | 0 | 30 | 0 |  | 0 | 0
372 | E412 | E412 |  | New Panel Board, Copper Buss, 100A MLO, 65K AIC. Provide 80A, MCB, 208V, 1 Phase, 20-Pole, 3W. With New Wire Trough With Flush Cover & Tamper Proof Screws | 1 |  | 1 | 0% | 1 | EA |  | 0 | 30 | 0 |  | 0 | 0
373 | n/a | n/a |  | Junction Boxes For Power Items | 5 |  | 5 | 0% | 5 | EA |  | 0 | 30 | 0 |  | 0 | 0
374 | E412 | E412 |  | 2#12+1#12G Electrical Wiring ForPower | 299.19 |  | 299.19 | 5% | 314.1495 | LF |  | 0 | 30 | 0 |  | 0 | 0
375 | E412 | E412 |  | 3/4" Conduit For Power | 99.73 |  | 99.73 | 5% | 104.7165 | LF |  | 0 | 30 | 0 |  | 0 | 0
376 | n/a | n/a |  | 2#12+1#12G Drop Wiring ForPower | 300 |  | 300 | 5% | 315 | LF |  | 0 | 30 | 0 |  | 0 | 0
377 | n/a | n/a |  | 3/4" Drop Conduit For Power | 100 |  | 100 | 5% | 105 | LF |  | 0 | 30 | 0 |  | 0 | 0
LIGHTING
378 | E412 | E412 |  | Type-K, Flush Mounted 14" Dia LED, 22.59W | 1 |  | 1 | 0% | 1 | EA |  | 0 | 30 | 0 |  | 0 | 0
379 | E412 | E412 |  | Type-V, Wall Mounted 24" L, LED, 28W | 1 |  | 1 | 0% | 1 | EA |  | 0 | 30 | 0 |  | 0 | 0
380 | n/a | n/a |  | Junction Boxes For Lighting Fixtures | 2 |  | 2 | 0% | 2 | EA |  | 0 | 30 | 0 |  | 0 | 0
381 | E412 | E412 |  | 2#12+1#12G Electrical Wiring For Lighting | 172.14 |  | 172.14 | 5% | 180.747 | LF |  | 0 | 30 | 0 |  | 0 | 0
382 | E412 | E412 |  | 3/4" Conduit For Lighting | 57.38 |  | 57.38 | 5% | 60.249 | LF |  | 0 | 30 | 0 |  | 0 | 0
383 | n/a | n/a |  | 2#12+1#12G Drop Wiring For Lighting | 6 |  | 6 | 5% | 6.3 | LF |  | 0 | 30 | 0 |  | 0 | 0
384 | n/a | n/a |  | 3/4" Drop Conduit For Lighting | 2 |  | 2 | 5% | 2.1 | LF |  | 0 | 30 | 0 |  | 0 | 0
Circuit Breakers
385 | E412 | E412 |  | 20A, 1 Pole Circuit Breaker | 16 |  | 16 | 0% | 16 | EA |  | 0 | 30 | 0 |  | 0 | 0
386 | E412 | E412 |  | 15A, 1 Pole Circuit Breaker | 4 |  | 4 | 0% | 4 | EA |  | 0 | 30 | 0 |  | 0 | 0
CORRIDOR
LIGHTING
387 | E402 | E402 |  | Type J, Linear 4' L, LED, 31W W/ Emergency Back up Light |  |  | 2 | 0% | 2 | EA |  | 0 | 30 | 0 |  | 0 | 0
388 | E402 | E402 |  | Lithonia Quantum ELM2 Connect to Un-Switched Hot-Leg |  |  | 2 | 0% | 2 | EA |  | 0 | 30 | 0 |  | 0 | 0
389 | E402 | E402 |  | Type-H, Surface Mount Downlight, LED, 20W |  |  | 3 | 0% | 3 | EA |  | 0 | 30 | 0 |  | 0 | 0
390 | n/a | n/a |  | Junction Boxes For Lighting Fixtures |  |  | 7 | 0% | 7 | EA |  | 0 | 30 | 0 |  | 0 | 0
391 | E402 | E402 |  | 2#12+1#12G Electrical Wiring For Lighting |  |  | 153.15 | 5% | 160.8075 | LF |  | 0 | 30 | 0 |  | 0 | 0
392 | E402 | E402 |  | 3/4" Conduit For Lighting |  |  | 51.05 | 5% | 53.6025 | LF |  | 0 | 30 | 0 |  | 0 | 0
393 | n/a | n/a |  | 2#12+1#12G Drop Wiring For Lighting |  |  | 21 | 5% | 22.05 | LF |  | 0 | 30 | 0 |  | 0 | 0
394 | n/a | n/a |  | 3/4" Drop Conduit For Lighting |  |  | 7 | 5% | 7.35 | LF |  | 0 | 30 | 0 |  | 0 | 0
POWER
395 | E402 | E402 |  | New Exit Sign Manufacture: Lithonia -LRP-TBD-RC/RMR-X-120/277-EL N,Provide Mirror Backing So Exit Sign May not Be Seen Thru With J-Box. Stem Down In Conduit in any Exposed Ceiling |  |  | 2 | 0% | 2 | EA |  | 0 | 30 | 0 |  | 0 | 0
396 | n/a | n/a |  | Junction Boxes For Power Items |  |  | 1 | 0% | 1 | EA |  | 0 | 30 | 0 |  | 0 | 0
397 | n/a | n/a |  | 2#12+1#12G Drop Wiring ForPower |  |  | 24 | 5% | 25.2 | LF |  | 0 | 30 | 0 |  | 0 | 0
398 | n/a | n/a |  | 3/4" Drop Conduit For Power |  |  | 8 | 5% | 8.4 | LF |  | 0 | 30 | 0 |  | 0 | 0
FOURTH FLOOR
UNITS
Unit N
POWER
399 | E412 | E412 |  | Duplex Receptacle | 4 | 1 | 4 | 0% | 4 | EA |  | 0 | 30 | 0 |  | 0 | 0
400 | E412 | E412 |  | Ground Fault Circuit Interrupt | 3 |  | 3 | 0% | 3 | EA |  | 0 | 30 | 0 |  | 0 | 0
401 | E412 | E412 |  | Decora Style Rocker Type Wall Switch | 3 |  | 3 | 0% | 3 | EA |  | 0 | 30 | 0 |  | 0 | 0
402 | E412 | E412 |  | Combined Smoke Detector/CO Detector | 3 |  | 3 | 0% | 3 | EA |  | 0 | 30 | 0 |  | 0 | 0
403 | E412 | E412 |  | New Panel Board, Copper Buss, 100A MLO, 65K AIC. Provide 80A, MCB, 208V, 1 Phase, 20-Pole, 3W. With New Wire Trough With Flush Cover & Tamper Proof Screws | 1 |  | 1 | 0% | 1 | EA |  | 0 | 30 | 0 |  | 0 | 0
404 | n/a | n/a |  | Junction Boxes For Power Items | 5 |  | 5 | 0% | 5 | EA |  | 0 | 30 | 0 |  | 0 | 0
405 | E412 | E412 |  | 2#12+1#12G Electrical Wiring ForPower | 261.45 |  | 261.45 | 5% | 274.5225 | LF |  | 0 | 30 | 0 |  | 0 | 0
406 | E412 | E412 |  | 3/4" Conduit For Power | 87.15 |  | 87.15 | 5% | 91.5075 | LF |  | 0 | 30 | 0 |  | 0 | 0
407 | n/a | n/a |  | 2#12+1#12G Drop Wiring ForPower | 300 |  | 300 | 5% | 315 | LF |  | 0 | 30 | 0 |  | 0 | 0
408 | n/a | n/a |  | 3/4" Drop Conduit For Power | 100 |  | 100 | 5% | 105 | LF |  | 0 | 30 | 0 |  | 0 | 0
LIGHTING
409 | E412 | E412 |  | Type-K, Flush Mounted 14" Dia LED, 22.59W | 1 |  | 1 | 0% | 1 | EA |  | 0 | 30 | 0 |  | 0 | 0
410 | E412 | E412 |  | Type-V, Wall Mounted 24" L, LED, 28W | 1 |  | 1 | 0% | 1 | EA |  | 0 | 30 | 0 |  | 0 | 0
411 | n/a | n/a |  | Junction Boxes For Lighting Fixtures | 2 |  | 2 | 0% | 2 | EA |  | 0 | 30 | 0 |  | 0 | 0
412 | E412 | E412 |  | 2#12+1#12G Electrical Wiring For Lighting | 183.06 |  | 183.06 | 5% | 192.213 | LF |  | 0 | 30 | 0 |  | 0 | 0
413 | E412 | E412 |  | 3/4" Conduit For Lighting | 61.02 |  | 61.02 | 5% | 64.071 | LF |  | 0 | 30 | 0 |  | 0 | 0
414 | n/a | n/a |  | 2#12+1#12G Drop Wiring For Lighting | 6 |  | 6 | 5% | 6.3 | LF |  | 0 | 30 | 0 |  | 0 | 0
415 | n/a | n/a |  | 3/4" Drop Conduit For Lighting | 2 |  | 2 | 5% | 2.1 | LF |  | 0 | 30 | 0 |  | 0 | 0
Circuit Breakers
416 | E412 | E412 |  | 20A, 1 Pole Circuit Breaker | 16 |  | 16 | 0% | 16 | EA |  | 0 | 30 | 0 |  | 0 | 0
417 | E412 | E412 |  | 15A, 1 Pole Circuit Breaker | 4 |  | 4 | 0% | 4 | EA |  | 0 | 30 | 0 |  | 0 | 0
Unit L
POWER
418 | E412 | E412 |  | Duplex Receptacle | 4 | 1 | 4 | 0% | 4 | EA |  | 0 | 30 | 0 |  | 0 | 0
419 | E412 | E412 |  | Ground Fault Circuit Interrupt | 3 |  | 3 | 0% | 3 | EA |  | 0 | 30 | 0 |  | 0 | 0
420 | E412 | E412 |  | Decora Style Rocker Type Wall Switch | 3 |  | 3 | 0% | 3 | EA |  | 0 | 30 | 0 |  | 0 | 0
421 | E412 | E412 |  | Combined Smoke Detector/CO Detector | 3 |  | 3 | 0% | 3 | EA |  | 0 | 30 | 0 |  | 0 | 0
422 | E412 | E412 |  | New Panel Board, Copper Buss, 100A MLO, 65K AIC. Provide 80A, MCB, 208V, 1 Phase, 20-Pole, 3W. With New Wire Trough With Flush Cover & Tamper Proof Screws | 1 |  | 1 | 0% | 1 | EA |  | 0 | 30 | 0 |  | 0 | 0
423 | n/a | n/a |  | Junction Boxes For Power Items | 5 |  | 5 | 0% | 5 | EA |  | 0 | 30 | 0 |  | 0 | 0
424 | E412 | E412 |  | 2#12+1#12G Electrical Wiring ForPower | 343.83 |  | 343.83 | 5% | 361.0215 | LF |  | 0 | 30 | 0 |  | 0 | 0
425 | E412 | E412 |  | 3/4" Conduit For Power | 114.61 |  | 114.61 | 5% | 120.3405 | LF |  | 0 | 30 | 0 |  | 0 | 0
426 | n/a | n/a |  | 2#12+1#12G Drop Wiring ForPower | 300 |  | 300 | 5% | 315 | LF |  | 0 | 30 | 0 |  | 0 | 0
427 | n/a | n/a |  | 3/4" Drop Conduit For Power | 100 |  | 100 | 5% | 105 | LF |  | 0 | 30 | 0 |  | 0 | 0
LIGHTING
428 | E412 | E412 |  | Type-K, Flush Mounted 14" Dia LED, 22.59W | 1 |  | 1 | 0% | 1 | EA |  | 0 | 30 | 0 |  | 0 | 0
429 | E412 | E412 |  | Type-V, Wall Mounted 24" L, LED, 28W | 1 |  | 1 | 0% | 1 | EA |  | 0 | 30 | 0 |  | 0 | 0
430 | n/a | n/a |  | Junction Boxes For Lighting Fixtures | 2 |  | 2 | 0% | 2 | EA |  | 0 | 30 | 0 |  | 0 | 0
431 | E412 | E412 |  | 2#12+1#12G Electrical Wiring For Lighting | 191.25 |  | 191.25 | 5% | 200.8125 | LF |  | 0 | 30 | 0 |  | 0 | 0
432 | E412 | E412 |  | 3/4" Conduit For Lighting | 63.75 |  | 63.75 | 5% | 66.9375 | LF |  | 0 | 30 | 0 |  | 0 | 0
433 | n/a | n/a |  | 2#12+1#12G Drop Wiring For Lighting | 6 |  | 6 | 5% | 6.3 | LF |  | 0 | 30 | 0 |  | 0 | 0
434 | n/a | n/a |  | 3/4" Drop Conduit For Lighting | 2 |  | 2 | 5% | 2.1 | LF |  | 0 | 30 | 0 |  | 0 | 0
Circuit Breakers
435 | E412 | E412 |  | 20A, 1 Pole Circuit Breaker | 16 |  | 16 | 0% | 16 | EA |  | 0 | 30 | 0 |  | 0 | 0
436 | E412 | E412 |  | 15A, 1 Pole Circuit Breaker | 4 |  | 4 | 0% | 4 | EA |  | 0 | 30 | 0 |  | 0 | 0
Unit O
POWER
437 | E412 | E412 |  | Duplex Receptacle | 4 | 1 | 4 | 0% | 4 | EA |  | 0 | 30 | 0 |  | 0 | 0
438 | E412 | E412 |  | Ground Fault Circuit Interrupt | 3 |  | 3 | 0% | 3 | EA |  | 0 | 30 | 0 |  | 0 | 0
439 | E412 | E412 |  | Decora Style Rocker Type Wall Switch | 3 |  | 3 | 0% | 3 | EA |  | 0 | 30 | 0 |  | 0 | 0
440 | E412 | E412 |  | Combined Smoke Detector/CO Detector | 2 |  | 2 | 0% | 2 | EA |  | 0 | 30 | 0 |  | 0 | 0
441 | E412 | E412 |  | New Panel Board, Copper Buss, 100A MLO, 65K AIC. Provide 80A, MCB, 208V, 1 Phase, 20-Pole, 3W. With New Wire Trough With Flush Cover & Tamper Proof Screws | 1 |  | 1 | 0% | 1 | EA |  | 0 | 30 | 0 |  | 0 | 0
| n/a | n/a |  | Junction Boxes For Power Items | 5 |  | 5
442 | E412 | E412 |  | 2#12+1#12G Electrical Wiring ForPower | 221.4 |  | 221.4 | 5% | 232.47 | LF |  | 0 | 30 | 0 |  | 0 | 0
443 | E412 | E412 |  | 3/4" Conduit For Power | 73.8 |  | 73.8 | 5% | 77.49 | LF |  | 0 | 30 | 0 |  | 0 | 0
444 | n/a | n/a |  | 2#12+1#12G Drop Wiring ForPower | 276 |  | 276 | 5% | 289.8 | LF |  | 0 | 30 | 0 |  | 0 | 0
445 | n/a | n/a |  | 3/4" Drop Conduit For Power | 92 |  | 92 | 5% | 96.6 | LF |  | 0 | 30 | 0 |  | 0 | 0
LIGHTING
446 | E412 | E412 |  | Type-K, Flush Mounted 14" Dia LED, 22.59W | 1 |  | 1 | 0% | 1 | EA |  | 0 | 30 | 0 |  | 0 | 0
447 | E412 | E412 |  | Type-V, Wall Mounted 24" L, LED, 28W | 1 |  | 1 | 0% | 1 | EA |  | 0 | 30 | 0 |  | 0 | 0
448 | n/a | n/a |  | Junction Boxes For Lighting Fixtures | 2 |  | 2 | 0% | 2 | EA |  | 0 | 30 | 0 |  | 0 | 0
449 | E412 | E412 |  | 2#12+1#12G Electrical Wiring For Lighting | 123.09 |  | 123.09 | 5% | 129.2445 | LF |  | 0 | 30 | 0 |  | 0 | 0
450 | E412 | E412 |  | 3/4" Conduit For Lighting | 41.03 |  | 41.03 | 5% | 43.0815 | LF |  | 0 | 30 | 0 |  | 0 | 0
451 | n/a | n/a |  | 2#12+1#12G Drop Wiring For Lighting | 6 |  | 6 | 5% | 6.3 | LF |  | 0 | 30 | 0 |  | 0 | 0
452 | n/a | n/a |  | 3/4" Drop Conduit For Lighting | 2 |  | 2 | 5% | 2.1 | LF |  | 0 | 30 | 0 |  | 0 | 0
Circuit Breakers
453 | E412 | E412 |  | 20A, 1 Pole Circuit Breaker | 16 |  | 16 | 0% | 16 | EA |  | 0 | 30 | 0 |  | 0 | 0
454 | E412 | E412 |  | 15A, 1 Pole Circuit Breaker | 4 |  | 4 | 0% | 4 | EA |  | 0 | 30 | 0 |  | 0 | 0
Unit M
POWER
455 | E412 | E412 |  | Duplex Receptacle | 4 | 1 | 4 | 0% | 4 | EA |  | 0 | 30 | 0 |  | 0 | 0
456 | E412 | E412 |  | Ground Fault Circuit Interrupt | 3 |  | 3 | 0% | 3 | EA |  | 0 | 30 | 0 |  | 0 | 0
457 | E412 | E412 |  | Decora Style Rocker Type Wall Switch | 3 |  | 3 | 0% | 3 | EA |  | 0 | 30 | 0 |  | 0 | 0
458 | E412 | E412 |  | Combined Smoke Detector/CO Detector | 3 |  | 3 | 0% | 3 | EA |  | 0 | 30 | 0 |  | 0 | 0
459 | E412 | E412 |  | New Panel Board, Copper Buss, 100A MLO, 65K AIC. Provide 80A, MCB, 208V, 1 Phase, 20-Pole, 3W. With New Wire Trough With Flush Cover & Tamper Proof Screws | 1 |  | 1 | 0% | 1 | EA |  | 0 | 30 | 0 |  | 0 | 0
460 | n/a | n/a |  | Junction Boxes For Power Items | 5 |  | 5 | 0% | 5 | EA |  | 0 | 30 | 0 |  | 0 | 0
461 | E412 | E412 |  | 2#12+1#12G Electrical Wiring ForPower | 299.19 |  | 299.19 | 5% | 314.1495 | LF |  | 0 | 30 | 0 |  | 0 | 0
462 | E412 | E412 |  | 3/4" Conduit For Power | 99.73 |  | 99.73 | 5% | 104.7165 | LF |  | 0 | 30 | 0 |  | 0 | 0
463 | n/a | n/a |  | 2#12+1#12G Drop Wiring ForPower | 300 |  | 300 | 5% | 315 | LF |  | 0 | 30 | 0 |  | 0 | 0
464 | n/a | n/a |  | 3/4" Drop Conduit For Power | 100 |  | 100 | 5% | 105 | LF |  | 0 | 30 | 0 |  | 0 | 0
LIGHTING
465 | E412 | E412 |  | Type-K, Flush Mounted 14" Dia LED, 22.59W | 1 |  | 1 | 0% | 1 | EA |  | 0 | 30 | 0 |  | 0 | 0
466 | E412 | E412 |  | Type-V, Wall Mounted 24" L, LED, 28W | 1 |  | 1 | 0% | 1 | EA |  | 0 | 30 | 0 |  | 0 | 0
467 | n/a | n/a |  | Junction Boxes For Lighting Fixtures | 2 |  | 2 | 0% | 2 | EA |  | 0 | 30 | 0 |  | 0 | 0
468 | E412 | E412 |  | 2#12+1#12G Electrical Wiring For Lighting | 172.14 |  | 172.14 | 5% | 180.747 | LF |  | 0 | 30 | 0 |  | 0 | 0
469 | E412 | E412 |  | 3/4" Conduit For Lighting | 57.38 |  | 57.38 | 5% | 60.249 | LF |  | 0 | 30 | 0 |  | 0 | 0
470 | n/a | n/a |  | 2#12+1#12G Drop Wiring For Lighting | 6 |  | 6 | 5% | 6.3 | LF |  | 0 | 30 | 0 |  | 0 | 0
471 | n/a | n/a |  | 3/4" Drop Conduit For Lighting | 2 |  | 2 | 5% | 2.1 | LF |  | 0 | 30 | 0 |  | 0 | 0
Circuit Breakers
472 | E412 | E412 |  | 20A, 1 Pole Circuit Breaker | 16 |  | 16 | 0% | 16 | EA |  | 0 | 30 | 0 |  | 0 | 0
473 | E412 | E412 |  | 15A, 1 Pole Circuit Breaker | 4 |  | 4 | 0% | 4 | EA |  | 0 | 30 | 0 |  | 0 | 0
CORRIDOR
LIGHTING
474 | E402 | E402 |  | Type J, Linear 4' L, LED, 31W W/ Emergency Back up Light |  |  | 2 | 0% | 2 | EA |  | 0 | 30 | 0 |  | 0 | 0
475 | E402 | E402 |  | Lithonia Quantum ELM2 Connect to Un-Switched Hot-Leg |  |  | 2 | 0% | 2 | EA |  | 0 | 30 | 0 |  | 0 | 0
476 | E402 | E402 |  | Type-H, Surface Mount Downlight, LED, 20W |  |  | 3 | 0% | 3 | EA |  | 0 | 30 | 0 |  | 0 | 0
477 | n/a | n/a |  | Junction Boxes For Lighting Fixtures |  |  | 7 | 0% | 7 | EA |  | 0 | 30 | 0 |  | 0 | 0
478 | E402 | E402 |  | 2#12+1#12G Electrical Wiring For Lighting |  |  | 153.15 | 5% | 160.8075 | LF |  | 0 | 30 | 0 |  | 0 | 0
479 | E402 | E402 |  | 3/4" Conduit For Lighting |  |  | 51.05 | 5% | 53.6025 | LF |  | 0 | 30 | 0 |  | 0 | 0
480 | n/a | n/a |  | 2#12+1#12G Drop Wiring For Lighting |  |  | 21 | 5% | 22.05 | LF |  | 0 | 30 | 0 |  | 0 | 0
481 | n/a | n/a |  | 3/4" Drop Conduit For Lighting |  |  | 7 | 5% | 7.35 | LF |  | 0 | 30 | 0 |  | 0 | 0
POWER
482 | E402 | E402 |  | New Exit Sign Manufacture: Lithonia -LRP-TBD-RC/RMR-X-120/277-EL N,Provide Mirror Backing So Exit Sign May not Be Seen Thru With J-Box. Stem Down In Conduit in any Exposed Ceiling |  |  | 2 | 0% | 2 | EA |  | 0 | 30 | 0 |  | 0 | 0
483 | n/a | n/a |  | Junction Boxes For Power Items |  |  | 1 | 0% | 1 | EA |  | 0 | 30 | 0 |  | 0 | 0
484 | n/a | n/a |  | 2#12+1#12G Drop Wiring For Lighting |  |  | 24 | 5% | 25.2 | LF |  | 0 | 30 | 0 |  | 0 | 0
485 | n/a | n/a |  | 3/4" Drop Conduit For Lighting |  |  | 8 | 5% | 8.4 | LF |  | 0 | 30 | 0 |  | 0 | 0
FIFTH FLOOR
UNITS
Unit N
POWER
486 | E412 | E412 |  | Duplex Receptacle | 4 | 1 | 4 | 0% | 4 | EA |  | 0 | 30 | 0 |  | 0 | 0
487 | E412 | E412 |  | Ground Fault Circuit Interrupt | 3 |  | 3 | 0% | 3 | EA |  | 0 | 30 | 0 |  | 0 | 0
488 | E412 | E412 |  | Decora Style Rocker Type Wall Switch | 3 |  | 3 | 0% | 3 | EA |  | 0 | 30 | 0 |  | 0 | 0
489 | E412 | E412 |  | Combined Smoke Detector/CO Detector | 3 |  | 3 | 0% | 3 | EA |  | 0 | 30 | 0 |  | 0 | 0
490 | E412 | E412 |  | New Panel Board, Copper Buss, 100A MLO, 65K AIC. Provide 80A, MCB, 208V, 1 Phase, 20-Pole, 3W. With New Wire Trough With Flush Cover & Tamper Proof Screws | 1 |  | 1 | 0% | 1 | EA |  | 0 | 30 | 0 |  | 0 | 0
491 | n/a | n/a |  | Junction Boxes For Power Items | 5 |  | 5 | 0% | 5 | EA |  | 0 | 30 | 0 |  | 0 | 0
492 | E412 | E412 |  | 2#12+1#12G Electrical Wiring ForPower | 261.45 |  | 261.45 | 5% | 274.5225 | LF |  | 0 | 30 | 0 |  | 0 | 0
493 | E412 | E412 |  | 3/4" Conduit For Power | 87.15 |  | 87.15 | 5% | 91.5075 | LF |  | 0 | 30 | 0 |  | 0 | 0
494 | n/a | n/a |  | 2#12+1#12G Drop Wiring ForPower | 300 |  | 300 | 5% | 315 | LF |  | 0 | 30 | 0 |  | 0 | 0
495 | n/a | n/a |  | 3/4" Drop Conduit For Power | 100 |  | 100 | 5% | 105 | LF |  | 0 | 30 | 0 |  | 0 | 0
LIGHTING
496 | E412 | E412 |  | Type-K, Flush Mounted 14" Dia LED, 22.59W | 1 |  | 1 | 0% | 1 | EA |  | 0 | 30 | 0 |  | 0 | 0
497 | E412 | E412 |  | Type-V, Wall Mounted 24" L, LED, 28W | 1 |  | 1 | 0% | 1 | EA |  | 0 | 30 | 0 |  | 0 | 0
498 | n/a | n/a |  | Junction Boxes For Lighting Fixtures | 2 |  | 2 | 0% | 2 | EA |  | 0 | 30 | 0 |  | 0 | 0
499 | E412 | E412 |  | 2#12+1#12G Electrical Wiring For Lighting | 183.06 |  | 183.06 | 5% | 192.213 | LF |  | 0 | 30 | 0 |  | 0 | 0
500 | E412 | E412 |  | 3/4" Conduit For Lighting | 61.02 |  | 61.02 | 5% | 64.071 | LF |  | 0 | 30 | 0 |  | 0 | 0
501 | n/a | n/a |  | 2#12+1#12G Drop Wiring For Lighting | 6 |  | 6 | 5% | 6.3 | LF |  | 0 | 30 | 0 |  | 0 | 0
502 | n/a | n/a |  | 3/4" Drop Conduit For Lighting | 2 |  | 2 | 5% | 2.1 | LF |  | 0 | 30 | 0 |  | 0 | 0
Circuit Breakers
503 | E412 | E412 |  | 20A, 1 Pole Circuit Breaker | 16 |  | 16 | 0% | 16 | EA |  | 0 | 30 | 0 |  | 0 | 0
504 | E412 | E412 |  | 15A, 1 Pole Circuit Breaker | 4 |  | 4 | 0% | 4 | EA |  | 0 | 30 | 0 |  | 0 | 0
Unit L
POWER
505 | E412 | E412 |  | Duplex Receptacle | 4 | 1 | 4 | 0% | 4 | EA |  | 0 | 30 | 0 |  | 0 | 0
506 | E412 | E412 |  | Ground Fault Circuit Interrupt | 3 |  | 3 | 0% | 3 | EA |  | 0 | 30 | 0 |  | 0 | 0
507 | E412 | E412 |  | Decora Style Rocker Type Wall Switch | 3 |  | 3 | 0% | 3 | EA |  | 0 | 30 | 0 |  | 0 | 0
508 | E412 | E412 |  | Combined Smoke Detector/CO Detector | 3 |  | 3 | 0% | 3 | EA |  | 0 | 30 | 0 |  | 0 | 0
509 | E412 | E412 |  | New Panel Board, Copper Buss, 100A MLO, 65K AIC. Provide 80A, MCB, 208V, 1 Phase, 20-Pole, 3W. With New Wire Trough With Flush Cover & Tamper Proof Screws | 1 |  | 1 | 0% | 1 | EA |  | 0 | 30 | 0 |  | 0 | 0
510 | n/a | n/a |  | Junction Boxes For Power Items | 5 |  | 5 | 0% | 5 | EA |  | 0 | 30 | 0 |  | 0 | 0
511 | E412 | E412 |  | 2#12+1#12G Electrical Wiring ForPower | 343.83 |  | 343.83 | 5% | 361.0215 | LF |  | 0 | 30 | 0 |  | 0 | 0
512 | E412 | E412 |  | 3/4" Conduit For Power | 114.61 |  | 114.61 | 5% | 120.3405 | LF |  | 0 | 30 | 0 |  | 0 | 0
513 | n/a | n/a |  | 2#12+1#12G Drop Wiring ForPower | 300 |  | 300 | 5% | 315 | LF |  | 0 | 30 | 0 |  | 0 | 0
514 | n/a | n/a |  | 3/4" Drop Conduit For Power | 100 |  | 100 | 5% | 105 | LF |  | 0 | 30 | 0 |  | 0 | 0
LIGHTING
515 | E412 | E412 |  | Type-K, Flush Mounted 14" Dia LED, 22.59W | 1 |  | 1 | 0% | 1 | EA |  | 0 | 30 | 0 |  | 0 | 0
516 | E412 | E412 |  | Type-V, Wall Mounted 24" L, LED, 28W | 1 |  | 1 | 0% | 1 | EA |  | 0 | 30 | 0 |  | 0 | 0
517 | n/a | n/a |  | Junction Boxes For Lighting Fixtures | 2 |  | 2 | 0% | 2 | EA |  | 0 | 30 | 0 |  | 0 | 0
518 | E412 | E412 |  | 2#12+1#12G Electrical Wiring For Lighting | 191.25 |  | 191.25 | 5% | 200.8125 | LF |  | 0 | 30 | 0 |  | 0 | 0
519 | E412 | E412 |  | 3/4" Conduit For Lighting | 63.75 |  | 63.75 | 5% | 66.9375 | LF |  | 0 | 30 | 0 |  | 0 | 0
520 | n/a | n/a |  | 2#12+1#12G Drop Wiring For Lighting | 6 |  | 6 | 5% | 6.3 | LF |  | 0 | 30 | 0 |  | 0 | 0
521 | n/a | n/a |  | 3/4" Drop Conduit For Lighting | 2 |  | 2 | 5% | 2.1 | LF |  | 0 | 30 | 0 |  | 0 | 0
Circuit Breakers
522 | E412 | E412 |  | 20A, 1 Pole Circuit Breaker | 16 |  | 16 | 0% | 16 | EA |  | 0 | 30 | 0 |  | 0 | 0
523 | E412 | E412 |  | 15A, 1 Pole Circuit Breaker | 4 |  | 4 | 0% | 4 | EA |  | 0 | 30 | 0 |  | 0 | 0
Unit O
POWER
524 | E412 | E412 |  | Duplex Receptacle | 4 | 1 | 4 | 0% | 4 | EA |  | 0 | 30 | 0 |  | 0 | 0
525 | E412 | E412 |  | Ground Fault Circuit Interrupt | 3 |  | 3 | 0% | 3 | EA |  | 0 | 30 | 0 |  | 0 | 0
526 | E412 | E412 |  | Decora Style Rocker Type Wall Switch | 3 |  | 3 | 0% | 3 | EA |  | 0 | 30 | 0 |  | 0 | 0
527 | E412 | E412 |  | Combined Smoke Detector/CO Detector | 2 |  | 2 | 0% | 2 | EA |  | 0 | 30 | 0 |  | 0 | 0
528 | E412 | E412 |  | New Panel Board, Copper Buss, 100A MLO, 65K AIC. Provide 80A, MCB, 208V, 1 Phase, 20-Pole, 3W. With New Wire Trough With Flush Cover & Tamper Proof Screws | 1 |  | 1 | 0% | 1 | EA |  | 0 | 30 | 0 |  | 0 | 0
| n/a | n/a |  | Junction Boxes For Power Items | 5 |  | 5
529 | E412 | E412 |  | 2#12+1#12G Electrical Wiring ForPower | 221.4 |  | 221.4 | 5% | 232.47 | LF |  | 0 | 30 | 0 |  | 0 | 0
530 | E412 | E412 |  | 3/4" Conduit For Power | 73.8 |  | 73.8 | 5% | 77.49 | LF |  | 0 | 30 | 0 |  | 0 | 0
531 | n/a | n/a |  | 2#12+1#12G Drop Wiring ForPower | 276 |  | 276 | 5% | 289.8 | LF |  | 0 | 30 | 0 |  | 0 | 0
532 | n/a | n/a |  | 3/4" Drop Conduit For Power | 92 |  | 92 | 5% | 96.6 | LF |  | 0 | 30 | 0 |  | 0 | 0
LIGHTING
533 | E412 | E412 |  | Type-K, Flush Mounted 14" Dia LED, 22.59W | 1 |  | 1 | 0% | 1 | EA |  | 0 | 30 | 0 |  | 0 | 0
534 | E412 | E412 |  | Type-V, Wall Mounted 24" L, LED, 28W | 1 |  | 1 | 0% | 1 | EA |  | 0 | 30 | 0 |  | 0 | 0
535 | n/a | n/a |  | Junction Boxes For Lighting Fixtures | 2 |  | 2 | 0% | 2 | EA |  | 0 | 30 | 0 |  | 0 | 0
536 | E412 | E412 |  | 2#12+1#12G Electrical Wiring For Lighting | 123.09 |  | 123.09 | 5% | 129.2445 | LF |  | 0 | 30 | 0 |  | 0 | 0
537 | E412 | E412 |  | 3/4" Conduit For Lighting | 41.03 |  | 41.03 | 5% | 43.0815 | LF |  | 0 | 30 | 0 |  | 0 | 0
538 | n/a | n/a |  | 2#12+1#12G Drop Wiring For Lighting | 6 |  | 6 | 5% | 6.3 | LF |  | 0 | 30 | 0 |  | 0 | 0
539 | n/a | n/a |  | 3/4" Drop Conduit For Lighting | 2 |  | 2 | 5% | 2.1 | LF |  | 0 | 30 | 0 |  | 0 | 0
Circuit Breakers
540 | E412 | E412 |  | 20A, 1 Pole Circuit Breaker | 16 |  | 16 | 0% | 16 | EA |  | 0 | 30 | 0 |  | 0 | 0
541 | E412 | E412 |  | 15A, 1 Pole Circuit Breaker | 4 |  | 4 | 0% | 4 | EA |  | 0 | 30 | 0 |  | 0 | 0
Unit M
POWER
542 | E412 | E412 |  | Duplex Receptacle | 4 | 1 | 4 | 0% | 4 | EA |  | 0 | 30 | 0 |  | 0 | 0
543 | E412 | E412 |  | Ground Fault Circuit Interrupt | 3 |  | 3 | 0% | 3 | EA |  | 0 | 30 | 0 |  | 0 | 0
544 | E412 | E412 |  | Decora Style Rocker Type Wall Switch | 3 |  | 3 | 0% | 3 | EA |  | 0 | 30 | 0 |  | 0 | 0
545 | E412 | E412 |  | Combined Smoke Detector/CO Detector | 3 |  | 3 | 0% | 3 | EA |  | 0 | 30 | 0 |  | 0 | 0
546 | E412 | E412 |  | New Panel Board, Copper Buss, 100A MLO, 65K AIC. Provide 80A, MCB, 208V, 1 Phase, 20-Pole, 3W. With New Wire Trough With Flush Cover & Tamper Proof Screws | 1 |  | 1 | 0% | 1 | EA |  | 0 | 30 | 0 |  | 0 | 0
547 | n/a | n/a |  | Junction Boxes For Power Items | 5 |  | 5 | 0% | 5 | EA |  | 0 | 30 | 0 |  | 0 | 0
548 | E412 | E412 |  | 2#12+1#12G Electrical Wiring ForPower | 299.19 |  | 299.19 | 5% | 314.1495 | LF |  | 0 | 30 | 0 |  | 0 | 0
549 | E412 | E412 |  | 3/4" Conduit For Power | 99.73 |  | 99.73 | 5% | 104.7165 | LF |  | 0 | 30 | 0 |  | 0 | 0
550 | n/a | n/a |  | 2#12+1#12G Drop Wiring ForPower | 300 |  | 300 | 5% | 315 | LF |  | 0 | 30 | 0 |  | 0 | 0
551 | n/a | n/a |  | 3/4" Drop Conduit For Power | 100 |  | 100 | 5% | 105 | LF |  | 0 | 30 | 0 |  | 0 | 0
LIGHTING
552 | E412 | E412 |  | Type-K, Flush Mounted 14" Dia LED, 22.59W | 1 |  | 1 | 0% | 1 | EA |  | 0 | 30 | 0 |  | 0 | 0
553 | E412 | E412 |  | Type-V, Wall Mounted 24" L, LED, 28W | 1 |  | 1 | 0% | 1 | EA |  | 0 | 30 | 0 |  | 0 | 0
554 | n/a | n/a |  | Junction Boxes For Lighting Fixtures | 2 |  | 2 | 0% | 2 | EA |  | 0 | 30 | 0 |  | 0 | 0
555 | E412 | E412 |  | 2#12+1#12G Electrical Wiring For Lighting | 172.14 |  | 172.14 | 5% | 180.747 | LF |  | 0 | 30 | 0 |  | 0 | 0
556 | E412 | E412 |  | 3/4" Conduit For Lighting | 57.38 |  | 57.38 | 5% | 60.249 | LF |  | 0 | 30 | 0 |  | 0 | 0
557 | n/a | n/a |  | 2#12+1#12G Drop Wiring For Lighting | 6 |  | 6 | 5% | 6.3 | LF |  | 0 | 30 | 0 |  | 0 | 0
558 | n/a | n/a |  | 3/4" Drop Conduit For Lighting | 2 |  | 2 | 5% | 2.1 | LF |  | 0 | 30 | 0 |  | 0 | 0
Circuit Breakers
559 | E412 | E412 |  | 20A, 1 Pole Circuit Breaker | 16 |  | 16 | 0% | 16 | EA |  | 0 | 30 | 0 |  | 0 | 0
560 | E412 | E412 |  | 15A, 1 Pole Circuit Breaker | 4 |  | 4 | 0% | 4 | EA |  | 0 | 30 | 0 |  | 0 | 0
CORRIDOR
LIGHTING
561 | E402 | E402 |  | Type J, Linear 4' L, LED, 31W W/ Emergency Back up Light |  |  | 2 | 0% | 2 | EA |  | 0 | 30 | 0 |  | 0 | 0
562 | E402 | E402 |  | Lithonia Quantum ELM2 Connect to Un-Switched Hot-Leg |  |  | 2 | 0% | 2 | EA |  | 0 | 30 | 0 |  | 0 | 0
563 | E402 | E402 |  | Type-H, Surface Mount Downlight, LED, 20W |  |  | 3 | 0% | 3 | EA |  | 0 | 30 | 0 |  | 0 | 0
564 | n/a | n/a |  | Junction Boxes For Lighting Fixtures |  |  | 7 | 0% | 7 | EA |  | 0 | 30 | 0 |  | 0 | 0
565 | E402 | E402 |  | 2#12+1#12G Electrical Wiring For Lighting |  |  | 153.15 | 5% | 160.8075 | LF |  | 0 | 30 | 0 |  | 0 | 0
566 | E402 | E402 |  | 3/4" Conduit For Lighting |  |  | 51.05 | 5% | 53.6025 | LF |  | 0 | 30 | 0 |  | 0 | 0
567 | n/a | n/a |  | 2#12+1#12G Drop Wiring For Lighting |  |  | 21 | 5% | 22.05 | LF |  | 0 | 30 | 0 |  | 0 | 0
568 | n/a | n/a |  | 3/4" Drop Conduit For Lighting |  |  | 7 | 5% | 7.35 | LF |  | 0 | 30 | 0 |  | 0 | 0
POWER
569 | E402 | E402 |  | New Exit Sign Manufacture: Lithonia -LRP-TBD-RC/RMR-X-120/277-EL N,Provide Mirror Backing So Exit Sign May not Be Seen Thru With J-Box. Stem Down In Conduit in any Exposed Ceiling |  |  | 2 | 0% | 2 | EA |  | 0 | 30 | 0 |  | 0 | 0
570 | n/a | n/a |  | Junction Boxes For Power Items |  |  | 1 | 0% | 1 | EA |  | 0 | 30 | 0 |  | 0 | 0
571 | n/a | n/a |  | 2#12+1#12G Drop Wiring ForPower |  |  | 24 | 5% | 25.2 | LF |  | 0 | 30 | 0 |  | 0 | 0
572 | n/a | n/a |  | 3/4" Drop Conduit For Power |  |  | 8 | 5% | 8.4 | LF |  | 0 | 30 | 0 |  | 0 | 0
SIXTH FLOOR
UNITS
Unit N
POWER
573 | E412 | E412 |  | Duplex Receptacle | 4 | 1 | 4 | 0% | 4 | EA |  | 0 | 30 | 0 |  | 0 | 0
574 | E412 | E412 |  | Ground Fault Circuit Interrupt | 3 |  | 3 | 0% | 3 | EA |  | 0 | 30 | 0 |  | 0 | 0
575 | E412 | E412 |  | Decora Style Rocker Type Wall Switch | 3 |  | 3 | 0% | 3 | EA |  | 0 | 30 | 0 |  | 0 | 0
576 | E412 | E412 |  | Combined Smoke Detector/CO Detector | 3 |  | 3 | 0% | 3 | EA |  | 0 | 30 | 0 |  | 0 | 0
577 | E412 | E412 |  | New Panel Board, Copper Buss, 100A MLO, 65K AIC. Provide 80A, MCB, 208V, 1 Phase, 20-Pole, 3W. With New Wire Trough With Flush Cover & Tamper Proof Screws | 1 |  | 1 | 0% | 1 | EA |  | 0 | 30 | 0 |  | 0 | 0
578 | n/a | n/a |  | Junction Boxes For Power Items | 5 |  | 5 | 0% | 5 | EA |  | 0 | 30 | 0 |  | 0 | 0
579 | E412 | E412 |  | 2#12+1#12G Electrical Wiring ForPower | 261.45 |  | 261.45 | 5% | 274.5225 | LF |  | 0 | 30 | 0 |  | 0 | 0
580 | E412 | E412 |  | 3/4" Conduit For Power | 87.15 |  | 87.15 | 5% | 91.5075 | LF |  | 0 | 30 | 0 |  | 0 | 0
581 | n/a | n/a |  | 2#12+1#12G Drop Wiring ForPower | 300 |  | 300 | 5% | 315 | LF |  | 0 | 30 | 0 |  | 0 | 0
582 | n/a | n/a |  | 3/4" Drop Conduit For Power | 100 |  | 100 | 5% | 105 | LF |  | 0 | 30 | 0 |  | 0 | 0
LIGHTING
583 | E412 | E412 |  | Type-K, Flush Mounted 14" Dia LED, 22.59W | 1 |  | 1 | 0% | 1 | EA |  | 0 | 30 | 0 |  | 0 | 0
584 | E412 | E412 |  | Type-V, Wall Mounted 24" L, LED, 28W | 1 |  | 1 | 0% | 1 | EA |  | 0 | 30 | 0 |  | 0 | 0
585 | n/a | n/a |  | Junction Boxes For Lighting Fixtures | 2 |  | 2 | 0% | 2 | EA |  | 0 | 30 | 0 |  | 0 | 0
586 | E412 | E412 |  | 2#12+1#12G Electrical Wiring For Lighting | 183.06 |  | 183.06 | 5% | 192.213 | LF |  | 0 | 30 | 0 |  | 0 | 0
587 | E412 | E412 |  | 3/4" Conduit For Lighting | 61.02 |  | 61.02 | 5% | 64.071 | LF |  | 0 | 30 | 0 |  | 0 | 0
588 | n/a | n/a |  | 2#12+1#12G Drop Wiring For Lighting | 6 |  | 6 | 5% | 6.3 | LF |  | 0 | 30 | 0 |  | 0 | 0
589 | n/a | n/a |  | 3/4" Drop Conduit For Lighting | 2 |  | 2 | 5% | 2.1 | LF |  | 0 | 30 | 0 |  | 0 | 0
Circuit Breakers
590 | E412 | E412 |  | 20A, 1 Pole Circuit Breaker | 16 |  | 16 | 0% | 16 | EA |  | 0 | 30 | 0 |  | 0 | 0
591 | E412 | E412 |  | 15A, 1 Pole Circuit Breaker | 4 |  | 4 | 0% | 4 | EA |  | 0 | 30 | 0 |  | 0 | 0
Unit L
POWER
592 | E412 | E412 |  | Duplex Receptacle | 4 | 1 | 4 | 0% | 4 | EA |  | 0 | 30 | 0 |  | 0 | 0
593 | E412 | E412 |  | Ground Fault Circuit Interrupt | 3 |  | 3 | 0% | 3 | EA |  | 0 | 30 | 0 |  | 0 | 0
594 | E412 | E412 |  | Decora Style Rocker Type Wall Switch | 3 |  | 3 | 0% | 3 | EA |  | 0 | 30 | 0 |  | 0 | 0
595 | E412 | E412 |  | Combined Smoke Detector/CO Detector | 3 |  | 3 | 0% | 3 | EA |  | 0 | 30 | 0 |  | 0 | 0
596 | E412 | E412 |  | New Panel Board, Copper Buss, 100A MLO, 65K AIC. Provide 80A, MCB, 208V, 1 Phase, 20-Pole, 3W. With New Wire Trough With Flush Cover & Tamper Proof Screws | 1 |  | 1 | 0% | 1 | EA |  | 0 | 30 | 0 |  | 0 | 0
597 | n/a | n/a |  | Junction Boxes For Power Items | 5 |  | 5 | 0% | 5 | EA |  | 0 | 30 | 0 |  | 0 | 0
598 | E412 | E412 |  | 2#12+1#12G Electrical Wiring ForPower | 343.83 |  | 343.83 | 5% | 361.0215 | LF |  | 0 | 30 | 0 |  | 0 | 0
599 | E412 | E412 |  | 3/4" Conduit For Power | 114.61 |  | 114.61 | 5% | 120.3405 | LF |  | 0 | 30 | 0 |  | 0 | 0
600 | n/a | n/a |  | 2#12+1#12G Drop Wiring ForPower | 300 |  | 300 | 5% | 315 | LF |  | 0 | 30 | 0 |  | 0 | 0
601 | n/a | n/a |  | 3/4" Drop Conduit For Power | 100 |  | 100 | 5% | 105 | LF |  | 0 | 30 | 0 |  | 0 | 0
LIGHTING
602 | E412 | E412 |  | Type-K, Flush Mounted 14" Dia LED, 22.59W | 1 |  | 1 | 0% | 1 | EA |  | 0 | 30 | 0 |  | 0 | 0
603 | E412 | E412 |  | Type-V, Wall Mounted 24" L, LED, 28W | 1 |  | 1 | 0% | 1 | EA |  | 0 | 30 | 0 |  | 0 | 0
604 | n/a | n/a |  | Junction Boxes For Lighting Fixtures | 2 |  | 2 | 0% | 2 | EA |  | 0 | 30 | 0 |  | 0 | 0
605 | E412 | E412 |  | 2#12+1#12G Electrical Wiring For Lighting | 191.25 |  | 191.25 | 5% | 200.8125 | LF |  | 0 | 30 | 0 |  | 0 | 0
606 | E412 | E412 |  | 3/4" Conduit For Lighting | 63.75 |  | 63.75 | 5% | 66.9375 | LF |  | 0 | 30 | 0 |  | 0 | 0
607 | n/a | n/a |  | 2#12+1#12G Drop Wiring For Lighting | 6 |  | 6 | 5% | 6.3 | LF |  | 0 | 30 | 0 |  | 0 | 0
608 | n/a | n/a |  | 3/4" Drop Conduit For Lighting | 2 |  | 2 | 5% | 2.1 | LF |  | 0 | 30 | 0 |  | 0 | 0
Circuit Breakers
609 | E412 | E412 |  | 20A, 1 Pole Circuit Breaker | 16 |  | 16 | 0% | 16 | EA |  | 0 | 30 | 0 |  | 0 | 0
610 | E412 | E412 |  | 15A, 1 Pole Circuit Breaker | 4 |  | 4 | 0% | 4 | EA |  | 0 | 30 | 0 |  | 0 | 0
Unit O
POWER
611 | E412 | E412 |  | Duplex Receptacle | 4 | 1 | 4 | 0% | 4 | EA |  | 0 | 30 | 0 |  | 0 | 0
612 | E412 | E412 |  | Ground Fault Circuit Interrupt | 3 |  | 3 | 0% | 3 | EA |  | 0 | 30 | 0 |  | 0 | 0
613 | E412 | E412 |  | Decora Style Rocker Type Wall Switch | 3 |  | 3 | 0% | 3 | EA |  | 0 | 30 | 0 |  | 0 | 0
614 | E412 | E412 |  | Combined Smoke Detector/CO Detector | 2 |  | 2 | 0% | 2 | EA |  | 0 | 30 | 0 |  | 0 | 0
615 | E412 | E412 |  | New Panel Board, Copper Buss, 100A MLO, 65K AIC. Provide 80A, MCB, 208V, 1 Phase, 20-Pole, 3W. With New Wire Trough With Flush Cover & Tamper Proof Screws | 1 |  | 1 | 0% | 1 | EA |  | 0 | 30 | 0 |  | 0 | 0
| n/a | n/a |  | Junction Boxes For Power Items | 5 |  | 5
616 | E412 | E412 |  | 2#12+1#12G Electrical Wiring ForPower | 221.4 |  | 221.4 | 5% | 232.47 | LF |  | 0 | 30 | 0 |  | 0 | 0
617 | E412 | E412 |  | 3/4" Conduit For Power | 73.8 |  | 73.8 | 5% | 77.49 | LF |  | 0 | 30 | 0 |  | 0 | 0
618 | n/a | n/a |  | 2#12+1#12G Drop Wiring ForPower | 276 |  | 276 | 5% | 289.8 | LF |  | 0 | 30 | 0 |  | 0 | 0
619 | n/a | n/a |  | 3/4" Drop Conduit For Power | 92 |  | 92 | 5% | 96.6 | LF |  | 0 | 30 | 0 |  | 0 | 0
LIGHTING
620 | E412 | E412 |  | Type-K, Flush Mounted 14" Dia LED, 22.59W | 1 |  | 1 | 0% | 1 | EA |  | 0 | 30 | 0 |  | 0 | 0
621 | E412 | E412 |  | Type-V, Wall Mounted 24" L, LED, 28W | 1 |  | 1 | 0% | 1 | EA |  | 0 | 30 | 0 |  | 0 | 0
622 | n/a | n/a |  | Junction Boxes For Lighting Fixtures | 2 |  | 2 | 0% | 2 | EA |  | 0 | 30 | 0 |  | 0 | 0
623 | E412 | E412 |  | 2#12+1#12G Electrical Wiring For Lighting | 123.09 |  | 123.09 | 5% | 129.2445 | LF |  | 0 | 30 | 0 |  | 0 | 0
624 | E412 | E412 |  | 3/4" Conduit For Lighting | 41.03 |  | 41.03 | 5% | 43.0815 | LF |  | 0 | 30 | 0 |  | 0 | 0
625 | n/a | n/a |  | 2#12+1#12G Drop Wiring For Lighting | 6 |  | 6 | 5% | 6.3 | LF |  | 0 | 30 | 0 |  | 0 | 0
626 | n/a | n/a |  | 3/4" Drop Conduit For Lighting | 2 |  | 2 | 5% | 2.1 | LF |  | 0 | 30 | 0 |  | 0 | 0
Circuit Breakers
627 | E412 | E412 |  | 20A, 1 Pole Circuit Breaker | 16 |  | 16 | 0% | 16 | EA |  | 0 | 30 | 0 |  | 0 | 0
628 | E412 | E412 |  | 15A, 1 Pole Circuit Breaker | 4 |  | 4 | 0% | 4 | EA |  | 0 | 30 | 0 |  | 0 | 0
Unit M
POWER
629 | E412 | E412 |  | Duplex Receptacle | 4 | 1 | 4 | 0% | 4 | EA |  | 0 | 30 | 0 |  | 0 | 0
630 | E412 | E412 |  | Ground Fault Circuit Interrupt | 3 |  | 3 | 0% | 3 | EA |  | 0 | 30 | 0 |  | 0 | 0
631 | E412 | E412 |  | Decora Style Rocker Type Wall Switch | 3 |  | 3 | 0% | 3 | EA |  | 0 | 30 | 0 |  | 0 | 0
632 | E412 | E412 |  | Combined Smoke Detector/CO Detector | 3 |  | 3 | 0% | 3 | EA |  | 0 | 30 | 0 |  | 0 | 0
633 | E412 | E412 |  | New Panel Board, Copper Buss, 100A MLO, 65K AIC. Provide 80A, MCB, 208V, 1 Phase, 20-Pole, 3W. With New Wire Trough With Flush Cover & Tamper Proof Screws | 1 |  | 1 | 0% | 1 | EA |  | 0 | 30 | 0 |  | 0 | 0
634 | n/a | n/a |  | Junction Boxes For Power Items | 5 |  | 5 | 0% | 5 | EA |  | 0 | 30 | 0 |  | 0 | 0
635 | E412 | E412 |  | 2#12+1#12G Electrical Wiring ForPower | 299.19 |  | 299.19 | 5% | 314.1495 | LF |  | 0 | 30 | 0 |  | 0 | 0
636 | E412 | E412 |  | 3/4" Conduit For Power | 99.73 |  | 99.73 | 5% | 104.7165 | LF |  | 0 | 30 | 0 |  | 0 | 0
637 | n/a | n/a |  | 2#12+1#12G Drop Wiring ForPower | 300 |  | 300 | 5% | 315 | LF |  | 0 | 30 | 0 |  | 0 | 0
638 | n/a | n/a |  | 3/4" Drop Conduit For Power | 100 |  | 100 | 5% | 105 | LF |  | 0 | 30 | 0 |  | 0 | 0
LIGHTING
639 | E412 | E412 |  | Type-K, Flush Mounted 14" Dia LED, 22.59W | 1 |  | 1 | 0% | 1 | EA |  | 0 | 30 | 0 |  | 0 | 0
640 | E412 | E412 |  | Type-V, Wall Mounted 24" L, LED, 28W | 1 |  | 1 | 0% | 1 | EA |  | 0 | 30 | 0 |  | 0 | 0
641 | n/a | n/a |  | Junction Boxes For Lighting Fixtures | 2 |  | 2 | 0% | 2 | EA |  | 0 | 30 | 0 |  | 0 | 0
642 | E412 | E412 |  | 2#12+1#12G Electrical Wiring For Lighting | 172.14 |  | 172.14 | 5% | 180.747 | LF |  | 0 | 30 | 0 |  | 0 | 0
643 | E412 | E412 |  | 3/4" Conduit For Lighting | 57.38 |  | 57.38 | 5% | 60.249 | LF |  | 0 | 30 | 0 |  | 0 | 0
644 | n/a | n/a |  | 2#12+1#12G Drop Wiring For Lighting | 6 |  | 6 | 5% | 6.3 | LF |  | 0 | 30 | 0 |  | 0 | 0
645 | n/a | n/a |  | 3/4" Drop Conduit For Lighting | 2 |  | 2 | 5% | 2.1 | LF |  | 0 | 30 | 0 |  | 0 | 0
Circuit Breakers
646 | E412 | E412 |  | 20A, 1 Pole Circuit Breaker | 16 |  | 16 | 0% | 16 | EA |  | 0 | 30 | 0 |  | 0 | 0
647 | E412 | E412 |  | 15A, 1 Pole Circuit Breaker | 4 |  | 4 | 0% | 4 | EA |  | 0 | 30 | 0 |  | 0 | 0
CORRIDOR
LIGHTING
648 | E402 | E402 |  | Type J, Linear 4' L, LED, 31W W/ Emergency Back up Light |  |  | 2 | 0% | 2 | EA |  | 0 | 30 | 0 |  | 0 | 0
649 | E402 | E402 |  | Lithonia Quantum ELM2 Connect to Un-Switched Hot-Leg |  |  | 2 | 0% | 2 | EA |  | 0 | 30 | 0 |  | 0 | 0
650 | E402 | E402 |  | Type-H, Surface Mount Downlight, LED, 20W |  |  | 3 | 0% | 3 | EA |  | 0 | 30 | 0 |  | 0 | 0
651 | n/a | n/a |  | Junction Boxes For Lighting Fixtures |  |  | 7 | 0% | 7 | EA |  | 0 | 30 | 0 |  | 0 | 0
652 | E402 | E402 |  | 2#12+1#12G Electrical Wiring For Lighting |  |  | 153.15 | 5% | 160.8075 | LF |  | 0 | 30 | 0 |  | 0 | 0
653 | E402 | E402 |  | 3/4" Conduit For Lighting |  |  | 51.05 | 5% | 53.6025 | LF |  | 0 | 30 | 0 |  | 0 | 0
654 | n/a | n/a |  | 2#12+1#12G Drop Wiring For Lighting |  |  | 21 | 5% | 22.05 | LF |  | 0 | 30 | 0 |  | 0 | 0
655 | n/a | n/a |  | 3/4" Drop Conduit For Lighting |  |  | 7 | 5% | 7.35 | LF |  | 0 | 30 | 0 |  | 0 | 0
POWER
656 | E402 | E402 |  | New Exit Sign Manufacture: Lithonia -LRP-TBD-RC/RMR-X-120/277-EL N,Provide Mirror Backing So Exit Sign May not Be Seen Thru With J-Box. Stem Down In Conduit in any Exposed Ceiling |  |  | 2 | 0% | 2 | EA |  | 0 | 30 | 0 |  | 0 | 0
657 | n/a | n/a |  | Junction Boxes For Power Items |  |  | 1 | 0% | 1 | EA |  | 0 | 30 | 0 |  | 0 | 0
658 | n/a | n/a |  | 2#12+1#12G Drop Wiring For Power |  |  | 24 | 5% | 25.2 | LF |  | 0 | 30 | 0 |  | 0 | 0
659 | n/a | n/a |  | 3/4" Drop Conduit For Power |  |  | 8 | 5% | 8.4 | LF |  | 0 | 30 | 0 |  | 0 | 0
ROOF
POWER
660 | E403 | E403 |  | Weather Proof Ground Fault Circuit Interrupt |  |  | 8 | 0% | 8 | EA |  | 0 | 30 | 0 |  | 0 | 0
661 | E403 | E403 |  | NEMA 3R Disconnect Switch |  |  | 9 | 0% | 9 | EA |  | 0 | 30 | 0 |  | 0 | 0
662 | E403 | E403 |  | Exhaust Fan (EF-3) Note: PL verify, If required for electrical supply works. |  |  | 1 | 0% | 1 | EA |  | 0 | 30 | 0 |  | 0 | 0
663 | E403 | E403 |  | Exhaust Fan (EF-4) Note: PL verify, If required for electrical supply works. |  |  | 1 | 0% | 1 | EA |  | 0 | 30 | 0 |  | 0 | 0
664 | E403 | E403 |  | Junction Box |  |  | 1 | 0% | 1 | EA |  | 0 | 30 | 0 |  | 0 | 0
665 | E403 | E403 |  | Thermal Overload Switch |  |  | 1 | 0% | 1 | EA |  | 0 | 30 | 0 |  | 0 | 0
666 | E403 | E403 |  | Combined Smoke Detector/CO Detector |  |  | 1 | 0% | 1 | EA |  | 0 | 30 | 0 |  | 0 | 0
667 | E403 | E403 |  | #2 Wiring |  |  | 484 | 5% | 508.2 | LF |  | 0 | 30 | 0 |  | 0 | 0
668 | E403 | E403 |  | #8 Wiring |  |  | 907.5 | 5% | 952.875 | LF |  | 0 | 30 | 0 |  | 0 | 0
669 | E403 | E403 |  | #12 Wiring |  |  | 1209.51 | 5% | 1269.9855 | LF |  | 0 | 30 | 0 |  | 0 | 0
670 | E403 | E403 |  | #10 Ground Wire |  |  | 302.5 | 5% | 317.625 | LF |  | 0 | 30 | 0 |  | 0 | 0
671 | E403 | E403 |  | #6 Ground Wire |  |  | 121 | 5% | 127.05 | LF |  | 0 | 30 | 0 |  | 0 | 0
| E403 | E403 |  | #12 Ground Wire |  |  | 60.5 | 5% | 63.525 | LF |  | 0 | 30 | 0 |  | 0 | 0
672 | E403 | E403 |  | 1-1/2" Conduit |  |  | 121 | 5% | 127.05 | LF |  | 0 | 30 | 0 |  | 0 | 0
673 | E403 | E403 |  | 1" Conduit |  |  | 302.5 | 5% | 317.625 | LF |  | 0 | 30 | 0 |  | 0 | 0
674 | E403 | E403 |  | 3/4" Conduit |  |  | 403.17 | 5% | 423.3285 | LF |  | 0 | 30 | 0 |  | 0 | 0
| E403 | E403 |  | 110Ax 2 sets of cables for RTU placed at Roof |  |  | 121 | 5% | 127.05 | LF |  | 0 | 30 | 0 |  | 0 | 0
LIGHTING
675 | E403 | E403 |  | Lithonia Quantum ELM2 Connect to Un-Switched Hot-Leg |  |  | 1 | 0% | 1 | EA |  | 0 | 30 | 0 |  | 0 | 0
ELECTRICAL RISERS
676 | E403 | E403 |  | 300A, 500 MCM Wire |  |  | 712.8 | 5% | 748.44 | LF |  | 0 | 30 | 0 |  | 0 | 0
| E403 | E403 |  | 200A, 600 MCM Wire |  |  | 243.84
677 | E403 | E403 |  | 1/0 Ground Wire |  |  | 239.16 | 5% | 251.118 | LF |  | 0 | 30 | 0 |  | 0 | 0
678 | E403 | E403 |  | 4" Conduit |  |  | 239.16 | 5% | 251.118 | LF |  | 0 | 30 | 0 |  | 0 | 0
SUB TOTAL | [9 empty] | Total Labor Hours: |  | 0 | Total Labor Cost | 0 | Total Material Cost: | 0 | 0 | 0
INSURANCE | [10 empty] | 0% | [5 empty] | 0 | 0
OVERHEAD AND PROFIT | [10 empty] | 25% | [5 empty] | 0 | 0
TOTAL BASE BID | [16 empty] | 0 | 0
|  |  |  | Control Figure 1 |  |  | 57110.14
|  |  |  | SUMMARY | [13 empty] | 0
ITEM # | REF. SHEET | DETAIL |  | DESCRIPTION | SINGLE UNIT QUANTITY | NO. OF UNITS | QTY. | WASTAGE | QTY WITH WASTAGE | UNIT | UNIT LABOR COST |  |  | TOTAL LABOR COST |  | TOTAL MATERIAL COST | ITEM COST | TRADE COST
DEMOLITION
679 |  |  |  | Distribution Board and Associating Circuiting and Conduits to be removed |  |  | 1 | 0% | 1 | EA |  |  |  | 0 |  | 0 | 0
680 |  |  |  | Existing Building Distribution Board and Associated Circuiting and Conduits to be Removed |  |  | 1 | 0% | 1 | EA |  |  |  | 0 |  | 0 | 0
681 |  |  |  | Existing CT Cabinet and Associated Electrical Feeder and Conduits to be Removed |  |  | 2 | 0% | 2 | EA |  |  |  | 0 |  | 0 | 0
682 |  |  |  | Existing Electric Meter to be Removed |  |  | 1 | 0% | 1 | EA |  |  |  | 0 |  | 0 | 0
683 |  |  |  | Existing Electrical Wiring and Conduit to be removed |  |  | 365.1 | 0% | 366 | LF |  |  |  | 0 |  | 0 | 0
684 |  |  |  | Existing Exterior Lighting and Prepare Existing Circuiting for Reuse |  |  | 8 | 0% | 8 | EA |  |  |  | 0 |  | 0 | 0
685 |  |  |  | Existing Light Fixture to be removed |  |  | 2 | 0% | 2 | EA |  |  |  | 0 |  | 0 | 0
686 |  |  |  | Existing Lighting in Stairwell to be Removed |  |  | 1381.1 | 0% | 1382 | SF |  |  |  | 0 |  | 0 | 0
687 |  |  |  | Existing Pull Box ad Conduits to be removed |  |  | 4 | 0% | 4 | EA |  |  |  | 0 |  | 0 | 0
688 |  |  |  | Existing Tenant Residential Unit Electrical Panel and Associated Power Feed To Be Prepared To Be Used As a Junction Box |  |  | 2 | 0% | 2 | EA |  |  |  | 0 |  | 0 | 0
689 |  |  |  | Existing Tenant Residential Unit Electrical Panel and Associated Power Feed to Be Removed |  |  | 23 | 0% | 23 | EA |  |  |  | 0 |  | 0 | 0
690 |  |  |  | Remove all Associated Wiring with Elevator and Rework |  |  | 100.93 | 0% | 101 | SF |  |  |  | 0 |  | 0 | 0
691 |  |  |  | Remove all Existing Lighting |  |  | 298.3 | 0% | 299 | SF |  |  |  | 0 |  | 0 | 0
692 |  |  |  | Remove all Existing Lighting and Circuiting Back to Source and Make Spare |  |  | 554.9 | 0% | 555 | SF |  |  |  | 0 |  | 0 | 0
693 |  |  |  | Remove all Existing Lights and Circuiting Back to Source and Make Spare |  |  | 1 | 0% | 1 | SF |  |  |  | 0 |  | 0 | 0
694 |  |  |  | Remove all Existing Outlets and Circuiting Back to Source and Make Spare |  |  | 1 | 0% | 1 | SF |  |  |  | 0 |  | 0 | 0
695 |  |  |  | Remove all Existing Receptacles and Circuiting Back to Source and Make Spare |  |  | 3140.76 | 0% | 3141 | SF |  |  |  | 0 |  | 0 | 0
696 |  |  |  | Remove Existing Feed to the Elevator |  |  | 1 | 0% | 1 | EA |  |  |  | 0 |  | 0 | 0
697 |  |  |  | Remove Power Feed and Prepare Existing Electrical Panel For New Power Feed Connection |  |  | 2 | 0% | 2 | EA |  |  |  | 0 |  | 0 | 0
NEW WORK
|  |  |  | #12 Ground Wire |  |  | 60.5 | 5% | 64 | LF |  |  |  | 0 |  | 0 | 0
698 |  |  |  | #10 Ground Wire |  |  | 302.5 | 5% | 318 | LF |  |  |  | 0 |  | 0 | 0
699 |  |  |  | 2#12+1#12G Electrical Wiring For Lighting |  |  | 9677.67 | 5% | 10162 | LF |  |  |  | 0 |  | 0 | 0
700 |  |  |  | 2#12+1#12G Electrical Wiring For Power |  |  | 10107.54 | 5% | 10613 | LF |  |  |  | 0 |  | 0 | 0
701 |  |  |  | #12 Wiring |  |  | 1209.51 | 5% | 1270 | LF |  |  |  | 0 |  | 0 | 0
702 |  |  |  | #12 Wiring To SCU-1 : Power |  |  | 187.86 | 5% | 198 | LF |  |  |  | 0 |  | 0 | 0
703 |  |  |  | #12 Wiring To SCU-4 : Power |  |  | 259.44 | 5% | 273 | LF |  |  |  | 0 |  | 0 | 0
704 |  |  |  | #12 Wiring To SCU-6 : Power |  |  | 581.31 | 5% | 611 | LF |  |  |  | 0 |  | 0 | 0
705 |  |  |  | #2 Wiring |  |  | 484 | 5% | 509 | LF |  |  |  | 0 |  | 0 | 0
706 |  |  |  | #6 Ground Wire |  |  | 121 | 5% | 128 | LF |  |  |  | 0 |  | 0 | 0
707 |  |  |  | #6000 MCM Wire |  |  | 1974 | 5% | 2073 | LF |  |  |  | 0 |  | 0 | 0
708 |  |  |  | #8 Wiring |  |  | 907.5 | 5% | 953 | LF |  |  |  | 0 |  | 0 | 0
709 |  |  |  | (1)#4 Ground |  |  | 164.5 | 5% | 173 | LF |  |  |  | 0 |  | 0 | 0
710 |  |  |  | 1" Conduit |  |  | 302.5 | 5% | 318 | LF |  |  |  | 0 |  | 0 | 0
711 |  |  |  | 1/0 Ground Wire |  |  | 239.16 | 5% | 252 | LF |  |  |  | 0 |  | 0 | 0
712 |  |  |  | 3/4" Conduit For Lighting |  |  | 3225.89 | 5% | 3388 | LF |  |  |  | 0 |  | 0 | 0
713 |  |  |  | 3/4" Conduit For Power |  |  | 3369.18 | 5% | 3538 | LF |  |  |  | 0 |  | 0 | 0
714 |  |  |  | 1-1/2" Conduit |  |  | 121 | 5% | 128 | LF |  |  |  | 0 |  | 0 | 0
715 |  |  |  | 3/4" Conduit |  |  | 403.17 | 5% | 424 | LF |  |  |  | 0 |  | 0 | 0
716 |  |  |  | 3/4" Conduit To SCU-1 : Power |  |  | 62.62 | 5% | 66 | LF |  |  |  | 0 |  | 0 | 0
717 |  |  |  | 3/4" Conduit To SCU-4 : Power |  |  | 86.48 | 5% | 91 | LF |  |  |  | 0 |  | 0 | 0
718 |  |  |  | 3/4" Conduit To SCU-6 : Power |  |  | 193.77 | 5% | 204 | LF |  |  |  | 0 |  | 0 | 0
719 |  |  |  | 4" Conduit |  |  | 732.66 | 5% | 770 | LF |  |  |  | 0 |  | 0 | 0
720 |  |  |  | 300A, 600 MCM Wire |  |  | 712.8 | 5% | 749 | LF |  |  |  | 0 |  | 0 | 0
|  |  |  | 200A, 600 MCM Wire |  |  | 243.84 | 5% | 257 | LF |  |  |  | 0 |  | 0 | 0
721 |  |  |  | 2#12+1#12G Drop Wiring For Lighting |  |  | 726 | 5% | 763 | LF |  |  |  | 0 |  | 0 | 0
722 |  |  |  | 2#12+1#12G Drop Wiring For Power |  |  | 9120 | 5% | 9576 | LF |  |  |  | 0 |  | 0 | 0
723 |  |  |  | 3/4" Drop Conduit For Lighting |  |  | 242 | 5% | 255 | LF |  |  |  | 0 |  | 0 | 0
724 |  |  |  | 3/4" Drop Conduit For Power |  |  | 3040 | 5% | 3192 | LF |  |  |  | 0 |  | 0 | 0
|  |  |  | 110Ax 2 sets of cables for RTU placed at Roof |  |  | 121 | 5% | 128 | LF |  |  |  | 0 |  | 0 | 0
|  |  |  | 3#10+1#10 GRD Electrical Wiring For Power |  |  | 414.4 | 5% | 436 | LF |  |  |  | 0 |  | 0 | 0
|  |  |  | 400A cables for DAS upto 800A Service panel |  |  | 50.25 | 5% | 53 | LF |  |  |  | 0 |  | 0 | 0
725 |  |  |  | #3 Distribution Panel |  |  | 1 | 0% | 1 | EA |  |  |  | 0 |  | 0 | 0
726 |  |  |  | #1/55 Distribution Switchboard |  |  | 3 | 0% | 3 | EA |  |  |  | 0 |  | 0 | 0
727 |  |  |  | 15A, 1 Pole Circuit Breaker |  |  | 88 | 0% | 88 | EA |  |  |  | 0 |  | 0 | 0
728 |  |  |  | 20A, 1 Pole Circuit Breaker |  |  | 466 | 0% | 466 | EA |  |  |  | 0 |  | 0 | 0
729 |  |  |  | 20A, 2 Pole Circuit Breaker |  |  | 10 | 0% | 10 | EA |  |  |  | 0 |  | 0 | 0
730 |  |  |  | 20A, 2P Circuit Breaker, 3 KW, 3#10+1#10 GRD in 3/4" Conduit |  |  | 2 | 0% | 2 | EA |  |  |  | 0 |  | 0 | 0
731 |  |  |  | 30A, 2 Pole Circuit Breaker |  |  | 4 | 0% | 4 | EA |  |  |  | 0 |  | 0 | 0
732 |  |  |  | 50A, 2 Pole Circuit Breaker |  |  | 1 | 0% | 1 | EA |  |  |  | 0 |  | 0 | 0
733 |  |  |  | 600 Service Switch/Distribution |  |  | 1 | 0% | 1 | EA |  |  |  | 0 |  | 0 | 0
734 |  |  |  | Area light |  |  | 2 | 0% | 2 | EA |  |  |  | 0 |  | 0 | 0
735 |  |  |  | BATT: Emergency Remote Head Battery |  |  | 3 | 0% | 3 | EA |  |  |  | 0 |  | 0 | 0
736 |  |  |  | C.T Cabinet |  |  | 4 | 0% | 4 | EA |  |  |  | 0 |  | 0 | 0
737 |  |  |  | Combined Smoke Detector/CO Detector |  |  | 63 | 0% | 63 | EA |  |  |  | 0 |  | 0 | 0
738 |  |  |  | Duplex Receptacle |  |  | 127 | 0% | 127 | EA |  |  |  | 0 |  | 0 | 0
739 |  |  |  | EWH-1, Electric Water Heater, 100 CFM, Model: AWH-4404 |  |  | 2 | 0% | 2 | EA |  |  |  | 0 |  | 0 | 0
740 |  |  |  | Exhaust Fan (EF-1) |  |  | 3 | 0% | 3 | EA |  |  |  | 0 |  | 0 | 0
741 |  |  |  | Exhaust Fan (EF-3) |  |  | 1 | 0% | 1 | EA |  |  |  | 0 |  | 0 | 0
742 |  |  |  | Exhaust Fan (EF-4) |  |  | 1 | 0% | 1 | EA |  |  |  | 0 |  | 0 | 0
743 |  |  |  | Ground Fault Circuit Interrupt |  |  | 77 | 0% | 77 | EA |  |  |  | 0 |  | 0 | 0
744 |  |  |  | Hand Dryer, 220V, 20A/2P, Co-ordinate Plug Type and Model With Manufacturer |  |  | 4 | 0% | 4 | EA |  |  |  | 0 |  | 0 | 0
745 |  |  |  | Junction Box |  |  | 18 | 0% | 18 | EA |  |  |  | 0 |  | 0 | 0
746 |  |  |  | Light Pole |  |  | 1 | 0% | 1 | EA |  |  |  | 0 |  | 0 | 0
747 |  |  |  | Lithonia Quantum ELM2 Connect to Un-Switched Hot-Leg |  |  | 52 | 0% | 52 | EA |  |  |  | 0 |  | 0 | 0
748 |  |  |  | NEMA 3R Disconnect Switch |  |  | 9 | 0% | 9 | EA |  |  |  | 0 |  | 0 | 0
749 |  |  |  | New Daylight Harvesting Sensor, Watt Stopper LMLS500 Dual Zone Sensor, W/ J-Box |  |  | 7 | 0% | 7 | EA |  |  |  | 0 |  | 0 | 0
750 |  |  |  | New Electrical Meter |  |  | 1 | 0% | 1 | EA |  |  |  | 0 |  | 0 | 0
751 |  |  |  | New Electrical Panels: DAS |  |  | 1 | 0% | 1 | EA |  |  |  | 0 |  | 0 | 0
752 |  |  |  | New Exit Sign Manufacture: Lithonia -LRP-TBD-RC/RMR-X-120/277-EL N,Provide J-Box and Stem Down In Conduit in any Exposed Ceiling |  |  | 6 | 0% | 6 | EA |  |  |  | 0 |  | 0 | 0
753 |  |  |  | New Exit Sign Manufacture: Lithonia -LRP-TBD-RC/RMR-X-120/277-EL N,Provide Mirror Backing So Exit Sign May not Be Seen Thru With J-Box. Stem Down In Conduit in any Exposed Ceiling |  |  | 25 | 0% | 25 | EA |  |  |  | 0 |  | 0 | 0
754 |  |  |  | New Exit Sign Manufacture: Lithonia -LRP-TBD-RC/RMR-X-120/277-EL N,Provide Mirror Backing So Exit Sign May not Be Seen Thru With J-Box. Stem Down In Conduit in any Exposed Ceiling (EM) |  |  | 1 | 0% | 1 | EA |  |  |  | 0 |  | 0 | 0
755 |  |  |  | New Occupancy Sensor To Control Existing Lighting, Watt Stopper HB350C - 120V |  |  | 2 | 0% | 2 | EA |  |  |  | 0 |  | 0 | 0
756 |  |  |  | New Panel Board, Copper Buss, 100A MLO, 65K AIC. Provide 80A, MCB, 208V, 1 Phase, 20-Pole, 3W. With New Wire Trough With Flush Cover & Tamper Proof Screws |  |  | 23 | 0% | 23 | EA |  |  |  | 0 |  | 0 | 0
757 |  |  |  | New Watt Stopper DSW-301 Dual Technology Wall Switch Sensor |  |  | 8 | 0% | 8 | EA |  |  |  | 0 |  | 0 | 0
758 |  |  |  | Decora Style Rocker Type Wall Switch |  |  | 73 | 0% | 73 | EA |  |  |  | 0 |  | 0 | 0
759 |  |  |  | Remote Emergency Light Fixture, 3 Hour Battery Back up, Cooper 12T-25W-DWH With Battery Back Up |  |  | 3 | 0% | 3 | EA |  |  |  | 0 |  | 0 | 0
760 |  |  |  | Street Light |  |  | 9 | 0% | 9 | EA |  |  |  | 0 |  | 0 | 0
761 |  |  |  | Weather Proof Ground Fault Circuit Interrupt |  |  | 8 | 0% | 8 | EA |  |  |  | 0 |  | 0 | 0
762 |  |  |  | Thermal Overload Switch |  |  | 8 | 0% | 8 | EA |  |  |  | 0 |  | 0 | 0
763 |  |  |  | Three Way Wall Switch |  |  | 5 | 0% | 5 | EA |  |  |  | 0 |  | 0 | 0
764 |  |  |  | Type J, Linear 4' L, LED, 31W W/ Emergency Back up Light |  |  | 17 | 0% | 17 | EA |  |  |  | 0 |  | 0 | 0
765 |  |  |  | Type T, 2'x2' Surface Mount LED Lighting, 18W |  |  | 6 | 0% | 6 | EA |  |  |  | 0 |  | 0 | 0
766 |  |  |  | Type U, 2' L Surface Mounted, LED, 16.9 W |  |  | 17 | 0% | 17 | EA |  |  |  | 0 |  | 0 | 0
767 |  |  |  | Type-B, Bay Light, LED, 63W |  |  | 20 | 0% | 20 | EA |  |  |  | 0 |  | 0 | 0
768 |  |  |  | Type-C, Flush Mounted Square 7"x7", 10 W LED |  |  | 1 | 0% | 1 | EA |  |  |  | 0 |  | 0 | 0
769 |  |  |  | Type-F, Recessed In Trespa Downlight, LED, 15W |  |  | 2 | 0% | 2 | EA |  |  |  | 0 |  | 0 | 0
770 |  |  |  | Type-H, Surface Mount Downlight, LED, 20W |  |  | 28 | 0% | 28 | EA |  |  |  | 0 |  | 0 | 0
771 |  |  |  | Type-K, Flush Mounted 14" Dia LED, 22.59W |  |  | 23 | 0% | 23 | EA |  |  |  | 0 |  | 0 | 0
772 |  |  |  | Type-L, 2'x2' Recessed @ Acoustical Ceiling, 17.4W |  |  | 14 | 0% | 14 | EA |  |  |  | 0 |  | 0 | 0
773 |  |  |  | Type-M, 2'x2' Surface Mounted, LED, 19W |  |  | 20 | 0% | 20 | EA |  |  |  | 0 |  | 0 | 0
774 |  |  |  | Type-P, Suspended Linear 4' Section, LED, 25W |  |  | 5 | 0% | 5 | EA |  |  |  | 0 |  | 0 | 0
775 |  |  |  | Type-S, Spot Light, LED, 50W |  |  | 4 | 0% | 4 | EA |  |  |  | 0 |  | 0 | 0
776 |  |  |  | Type-V, Wall Mounted 24" L, LED, 28W |  |  | 28 | 0% | 28 | EA |  |  |  | 0 |  | 0 | 0
777 |  |  |  | Watt Stopper LMDC-100 Series Digital Dual Technology Ceiling Mount Occupancy Sensor. Provide Watt Stopper Pre Cut Cat 5E LMRJ Cabling W/ RJ45 Connectors, With J-box |  |  | 14 | 0% | 14 | EA |  |  |  | 0 |  | 0 | 0
778 |  |  |  | Watt Stopper LMPC-100 Series Digital Dual Technology Ceiling Mount Occupancy Sensor, Cabling With RJ45 Connectors. With J-box |  |  | 11 | 0% | 11 | EA |  |  |  | 0 |  | 0 | 0
779 |  |  |  | Watt Stopper LMRC-210 Series Digital Dimming/Switching Room Controller. Provide Watt Stopper Pre Cut Cat 5E LMRJ Cabling With RJ45 Connectors |  |  | 11 | 0% | 11 | EA |  |  |  | 0 |  | 0 | 0
780 |  |  |  | Watt Stopper LMSW-100 Series Digital Wall Switch, Color: White |  |  | 22 | 0% | 22 | EA |  |  |  | 0 |  | 0 | 0
781 |  |  |  | Junction Boxes For Power Items |  |  | 155 | 0% | 155 | EA |  |  |  | 0 |  | 0 | 0
782 |  |  |  | Junction Boxes For Lighting Fixtures |  |  | 255 | 0% | 255 | EA |  |  |  | 0 |  | 0 | 0
SUB TOTAL | [12 empty] | Total Labor Cost | 0 | Total Material Cost: | 0 | 0 | 0
INSURANCE | [10 empty] | 0% | [5 empty] | 0 | 0
OVERHEAD AND PROFIT | [10 empty] | 25% | [5 empty] | 0 | 0
TOTAL BASE BID | [16 empty] | 0 | 0
|  |  |  | Control Figure 2 |  |  | 57110.14
CONTROL FIGURES
|  |  |  | Control Figure 1 |  |  | 57110.14
|  |  |  | Control Figure 2 |  |  | 57110.14
Notes
:- Control Figures are computed with different formulas. When they match, we know that the Summary also matches the detail in the Quantity column before waste % is added.